## Cover
MAXIMUM PRICE TEMPLATE (for connecting to a water supply, sewerage, or drainage system)
MODELLER: |  | Greg McLennan
email |  | greg_mclennan@ipart.nsw.gov.au
WHAT IS THE PURPOSE OF MODEL?
This workbook is a template that agencies can use to calculate the maximum price for connecting to a water supply, sewerage, or drainage system (referred to as maximum price from here). The use of this template is voluntary.
Agencies can also use the template to calculate the maximum price for connecting a New Development to a Recycled Water System (where that Recycled Water System is a Least Cost Servicing Solution) or to calculate the Ordinary Developer Charge component of the maximum price for connecting a New Development to a Recycled Water System (where that Recycled Water System is not a Least Cost Servicing Solution).
HOW DOES THE TEMPLATE WORK?
The template is designed to calculate the asset related components of a maximum price (excluding headwork assets and scheme cost allocation). Some example data has been included for illustrative purposes in the 'Pre-1996 assets', 'Post-1996 commissioned assets', 'Uncommissioned assets', and 'ET inputs' worksheets. Please delete all illustrative data to ensure the template produces the correct results.
There are no macros in the model. To use the model, simply enter the required inputs on the 'General inputs' worksheet then enter the required data into the appropriate (blue) cells in the other worksheets in dollars of the selected year. The model will then automatically calculate the maximum price. Please note that the formatting on the 'MP Calculations' worksheet has been automated to reflect the correct date ranges.
What's in the Template?
Calculation of the asset component of the maximum price (excluding headworks and scheme cost allocation).
The key worksheets requiring inputs to calculate the asset related components are:
> | General inputs
> | Pre-1996 assets
> | Post-1996 commissioned assets
> | Uncommissioned assets
> | ET inputs
Reduction amount
A separate worksheet has been provided to calculate the reduction amount:
> | Reduction amount
On this worksheet the agency can generate the time series for Ri (revenue) and Ci (opex) over the required timeframe. These time series can be copied or linked through to the 'MP Calculations' worksheet, where the reduction amount is calculated. (This template does not generate the Ri and Ci components of the reduction amount because of the differences in price structures and operating environments between the agencies.)
The 'Reduction amount' worksheet provides instructions on how to incorporate the results in the maximum price calculations.
Headworks
A separate worksheet has been provided to capture headworks assets:
> | Headwork assets
The purpose of this worksheet is to record, at a high level, the underlying data that are used to calculate the Headworks cost per ET.
As headwork costs per ET apply to all DSP areas within a system, presenting the headwork calculations separately will provide additional transparency, and ensure consistency between DSP areas in relation to headworks.
The 'Headwork assets' worksheet provides instructions on how to incorporate the results in the maximum price calculations.
Scheme cost allocation
A separate worksheet has been provided to capture scheme cost allocation:
> | Scheme cost allocation
The purpose of this worksheet is to record, at a high level, the underlying data that are used to calculate the Scheme cost allocation per ET.
As headwork costs per ET apply to all DSP areas within a system, presenting the headwork calculations separately will provide additional transparency, and ensure consistency between DSP areas in relation to headworks.
The 'Headwork assets' worksheet provides instructions on how to incorporate the results in the maximum price calculations.
Maximum price calculations and summary of outputs
The maximum price is calculated and the results are summarised in:
> | MP Calculations
> | Summary of result
The separate components for the maximum price equation are presented in both the worksheets.
Asset inclusions and exclusions
The final worksheet provides information from the Determination about asset inclusions and exclusions.
> | Asset exclusions
Details on the maximum price methodology can be found on IPART's website at:
> | IPART - Developer charges and backlog sewerage charges for metropolitan water agencies 2017
> | IPART - Maximum prices for connecting to a recycled water system - July 2019
The above two determinations must be read in conjunction to one another.
COLOUR CODE <Required for all models/spreadsheets. See 'Examples' for the full list of potential colour codes>
This model uses standard IPART colour coding:
Blue cells indicate inputs
Light blue cells indicate inputs with default values
default values are shown in italics next to or below the light blue cells
Light grey - inputs not required, cells should be left unchanged.
Blue font indicates IPART hard-coded values used that should not be changed
Key outputs
Pink font indicates calculation checks
Red indicates assumptions made in calculations
red double line means formula changes across a row or down a column

## Journal of changes (hidden)
JOURNAL OF CHANGES
Reason for change | Description of change | Place change made | Template Version | Date change made
Align template with Determination | Limit ET profile used in calculating reduction amount per ET to 30 forecast years only. Previously extended to 1995-96. | Column H, MP Calculations worksheet | V1.01 | 2019-08-01
Align template with Determination | Removed the time limit for uncommissioned assets. Previous time limit was to year 30. | Columns N & O, MP Calculations worksheet | V1.01 | 2019-08-01
Expansion to account for the Maximum prices for connecting to a recycled water system Determination July 2019. | Include an additional input "Scheme costs allocation per ET" to allow for cost offsets for non-least cost recycled water schemes to be incorporated. | G22, MP Calculations worksheet Scheme cost allocation worksheet | V1.01 | 2019-08-01

## Summary of result
Summary of maximum price for a new development
| Where the New Development is connecting to a Recycled Water System, the variables may be modified by Schedule 1 or Schedule 2 of the Recycled Water Developer Charges Determination. | [7 empty] | IPART - Maximum prices for connecting to a recycled water system - July 2019
| The maximum price for the new development area 'Lower South Creek Wastewater' is: | [5 empty] | 6183.3176 | per ET ($2022-23).
| of which: | [5 empty] | 0 | is the headworks charge
Maximum price formula:
in $, $2022-23, where:
|  | MP | = | 6183.3176 | = | maximum price per equivalent tenement to be services by the connection.
|  | K1 | = | 257747784.0208 | = | the Capital Charge for the Pre-1996 Assets that will serve the relevant DSP Area, calculated in accordance with clause 2.3(a) of Schedule 5 of the Determination and set out in the DSP.
|  | K2 | = | 1826838887.988 | = | the Capital Charge for the Post-1996 Assets that will serve the relevant DSP Area, calculated in accordance with clause 2.3(b) and 2.3(c) of Schedule 5 of the Determination and set out in the DSP.
|  | PV(L1) | = | 264216.8738 | = | the Present Value of the Agency’s estimate of the number of Equivalent Tenements in the relevant DSP for Pre-1996 Assets, calculated in accordance with clause 3.2(a) of Schedule 5 of the Determination and set out in the relevant DSP.
|  | PV(L2) | = | 267441.8684 | = | the Present Value of the Agency’s estimate of the number of Equivalent Tenements for Post-1996 Assets, calculated in accordance with clause 3.2(b) of Schedule 5 of the Determination and set out in the relevant DSP.
|  | PV(L3) | = | 130208.7824 | = | the Present Value of the Agency’s estimate of the number of Equivalent Tenements for the Reduction Amount, calculated in accordance with clause 3.2(c) of Schedule 5 of the Determination and set out in the relevant DSP.
|  | Ri | = | 388792144.7316 | = | the Agency’s estimate of the future periodic revenues to be received from new customers in the relevant DSP Area in each financial year i, estimated in accordance with clause 4 of Schedule 5 of the Determination and set out in the relevant DSP.
|  | Ci | = | 177464977.0308 | = | the Agency’s estimate of the future operating, maintenance and administration costs of servicing all new customers in the DSP Area in each financial year i (excluding, for the avoidance of doubt, any Capital Costs), estimated in accordance with clause 5 of Schedule 5 of the Determination and set out in the relevant DSP.
|  | n | = | 2051-52 | = | is the financial year which is 30 years from the financial year in which the relevant DSP was registered with IPART under clause 2(e) of Schedule 4 of the Determination.
for i = financial years 1, ..., n
〖𝑀𝑃〗_𝑆𝑐ℎ1=𝐾_1/𝐿_1 +𝐾_2/𝐿_2 −𝑁𝑃𝑉(𝑅_𝑖−𝐶_𝑖 )/𝐿_3 for i = financial years 1, ..., n

## MP Calculations
CALCULATION OF MAXIMUM PRICE
Index
Row
1 |  | Table 1: Calculation of maximum price ($, $2022-23) | [5 empty] | 17
2 |  | Table 2: Key variables used in maximum price calculation ($, $2022-23) | [5 empty] | 26
3 |  | Table 3: Annual calculation over analysis horizon ($, $2022-23) | [5 empty] | 35
Note: an input is required in $G$22 to incorporate the Headwork costs per ET into the maximum price.
Note: an input is required in $F$22 to incorporate the Scheme cost allocation per ET into the maximum price.
Table 1: Calculation of maximum price ($, $2022-23)
|  | Maximum price |  |  | Headworks costs per ET | Scheme cost allocation per ET | Pre-1996 assets | Post-1996 commissioned assets | Post-1996 uncommissioned assets | Reduction for expected revenue and operation costs
|  |  |  | Costs to be recovered via DSP |  |  | 257747784.0208 | 654120213.2086 | 1172718674.7794 | 211327167.7008
|  |  |  | ETs |  |  | 264216.8738 | 267441.8684 | 267441.8684 | 130208.7824
|  | 6183.3176 |  | Value per ET |  |  | 975.516 | 2445.8407 | 4384.948 | 1622.9871
Table 2: Key variables used in maximum price calculation ($, $2022-23)
|  |  |  | Sum of new ETs (not discounted) | Sum of PV of new ETs (discounted at pre-1996 asset discount rate) | Sum of PV of new ETs (discounted at post-1996 asset discount rate) | Sum of PV of new ETs (discounted at expected revenue and costs discount rate) |  | Sum of PV of Pre-1996 commissioned assets (discounted at pre-1996 asset discount rate) |  | Sum of PV of Post-1996 commissioned assets (discounted at post-1996 asset discount rate) |  | Sum of PV of Post-1996 uncommissioned assets (discounted at post-1996 asset discount rate) |  | Sum of PV of revenue for new customers (discounted at expected future revenue and costs discount rate) |  | Sum of PV of costs for new ETs (discounted at expected future revenue and costs discount rate)
|  |  |  | 289884.4849 | 264216.8738 | 267441.8684 | 130208.7824 |  | 257747784.0208 |  | 654120213.2086 |  | 1172718674.7794 |  | 388792144.7316 |  | 177464977.0308
CPI
[8 empty] | June 2020-21 | 3.8% | Actual
[8 empty] | June 2021-22 | 6.1% | Actual
|  | Table 3: Annual calculation over analysis horizon ($, $2022-23) | [5 empty] | June 2022-23 | 6% | Actual
|  |  |  | ET values |  |  |  | Asset values | [5 empty] | Revenue values |  | Cost values
|  |  | Year | New ETs per year for this DSP area | Present value of new ETs per year (discounted at pre-1996 asset discount rate) | Present value of new ETs per year (discounted at post-1996 asset discount rate) | Present value of new ETs per year (discounted at expected revenue and costs discount rate) | Value of pre-1996 assets to be collected through this DSP (undiscounted) | Present value of pre-1996 assets (discounted at pre-1996 asset discount rate) | Value of post-1996 commissioned assets to be collected through this DSP (undiscounted) | Present value of post-1996 commissioned assets (discounted at post-1996 asset discount rate) | Value of post-1996 uncommissioned assets to be collected through this DSP (undiscounted) | Present value of post-1996 uncommissioned assets (discounted at post-1996 asset discount rate) | Revenues expected to be recovered from new customers (undiscounted) | Present value of revenues (discounted at expected future revenue and costs discount rate) | Operating costs expected to be incurred in providing service to new customers (undiscounted) | Present value of operating costs (discounted at expected future revenue and costs discount rate)
|  | -27 | 1995-96 | 764.1356 | 1697.3659 | 2320.5922 |  | 116035231.514 | 257747784.0208 | 48787983.8679 | 148163518.7481
|  | -26 | 1996-97 | 3860.1766 | 8324.8231 | 11250.3974 |  |  |  | 98466.3567 | 286977.972
|  | -25 | 1997-98 | 4224.6618 | 8845.5037 | 11816.393 |  |  |  | 3647269.974 | 10201426.0434
|  | -24 | 1998-99 | 1503.5771 | 3056.4626 | 4035.9981 |  |  |  | 10699348.3877 | 28719877.5678
|  | -23 | 1999-00 | 3130.9053 | 6179.1125 | 8065.429 |  |  |  | 841392.5651 | 2167485.5272
|  | -22 | 2000-01 | 1971.1583 | 3776.9431 | 4873.1672 |  |  |  | 0 | 0
|  | -21 | 2001-02 | 3637.0046 | 6765.8999 | 8629.1088 |  |  |  | 2605942.9436 | 6182825.664
|  | -20 | 2002-03 | 2674.7707 | 4830.9334 | 6090.3315 |  |  |  | 0 | 0
|  | -19 | 2003-04 | 787.3586 | 1380.6381 | 1720.5181 |  |  |  | 2915771.9251 | 6371478.3288
|  | -18 | 2004-05 | 842.8803 | 1434.9473 | 1767.6035 |  |  |  | 1552889.4747 | 3256563.0259
|  | -17 | 2005-06 | 834.7104 | 1379.649 | 1679.9139 |  |  |  | 3619302.5531 | 7284103.5584
|  | -16 | 2006-07 | 952.0383 | 1527.742 | 1838.8145 |  |  |  | 44402.3214 | 85760.8702
|  | -15 | 2007-08 | 668.9913 | 1042.2667 | 1240.0416 |  |  |  | 312730.2916 | 579676.5531
|  | -14 | 2008-09 | 1261.3268 | 1907.8699 | 2243.7563 |  |  |  | 2477831.8417 | 4407779.8489
|  | -13 | 2009-10 | 1936.6008 | 2843.9636 | 3306.134 |  |  |  | 1263273.8688 | 2156641.0094
|  | -12 | 2010-11 | 1098.5963 | 1566.3356 | 1799.9098 |  |  |  | 449487.1392 | 736427.3303
|  | -11 | 2011-12 | 1103.3774 | 1527.3323 | 1734.8782 |  |  |  | 119969.7567 | 188632.5722
|  | -10 | 2012-13 | 3421.4289 | 4598.1143 | 5162.793 |  |  |  | 6903581.0833 | 10417214.8097
|  | -9 | 2013-14 | 3552.7433 | 4635.5242 | 5144.8569 |  |  |  | 12951229.2205 | 18755146.4882
|  | -8 | 2014-15 | 3500.0926 | 4433.8125 | 4864.3104 |  |  |  | 48088909.0524 | 66832341.4046
|  | -7 | 2015-16 | 4447.5027 | 5469.8673 | 5931.8513 |  |  |  | 25880382.7577 | 34517928.7357
|  | -6 | 2016-17 | 7458.0715 | 8905.3274 | 9546.2512 |  |  |  | 34827949.3481 | 44579399.897
|  | -5 | 2017-18 | 7282.0332 | 8441.8723 | 8945.2246 |  |  |  | 40699098.56 | 49994633.0395
|  | -4 | 2018-19 | 4054.9026 | 4563.8285 | 4780.2576 |  |  |  | 138411917.5899 | 163171520.8252
|  | -3 | 2019-20 | 5009.5951 | 5474.1198 | 5667.686 |  |  |  | 21935765.293 | 24817380.9668
|  | -2 | 2020-21 | 4904.8976 | 5203.6059 | 5325.5613 |  |  |  | 18646291.848 | 20245472.4221
|  | -1 | 2021-22 | 7150.9661 | 7365.4951 | 7451.3067 | [5 empty] | 33538657 | 34947280.594
|  | 0 | 2022-23 | 8109.912 | 8109.912 | 8109.912 | 8109.912 |  |  |  |  | 74104770 | 74104770 | 1836457.6761 | 1836457.6761 | 754542.7733 | 754542.7733
|  | 1 | 2023-24 | 7017.0634 | 6812.6829 | 6734.2259 | 6734.2259 |  |  |  |  | 0 | 0 | 3371412.338 | 3235520.4779 | 1473617.1722 | 1414219.935
|  | 2 | 2024-25 | 7924.4069 | 7469.5136 | 7298.4617 | 7298.4617 |  |  |  |  | 232044923.7462 | 213715801.7269 | 5060637.5334 | 4660900.0974 | 2345952.3064 | 2160646.6105
|  | 3 | 2025-26 | 8224.2598 | 7526.3628 | 7269.318 | 7269.318 |  |  |  |  | 497874236 | 440064662.7831 | 6923727.4423 | 6119794.0399 | 3321281.8179 | 2935638.4755
|  | 4 | 2026-27 | 8477.031 | 7531.7323 | 7190.7286 | 7190.7286 |  |  |  |  | 299900000 | 254393253.6468 | 8892803.3889 | 7543411.7644 | 4327250.6392 | 3670634.7764
|  | 5 | 2027-28 | 9575.6516 | 8260.0412 | 7795.2445 | 7795.2445 |  |  |  |  | 0 | 0 | 11164258.4417 | 9088480.6437 | 5445585.8226 | 4433084.526
|  | 6 | 2028-29 | 9617.218 | 8054.2687 | 7513.5148 | 7513.5148 |  |  |  |  | 33100000 | 25859592.6837 | 13384142.2745 | 10456449.1734 | 6595644.5728 | 5152890.6991
|  | 7 | 2029-30 | 9946.6362 | 8087.5255 | 7457.6535 | 7457.6535 |  |  |  |  | 0 | 0 | 15534688.4652 | 11647387.263 | 7648682.8903 | 5734725.3454
|  | 8 | 2030-31 | 9735.0032 | 7684.9014 | 7004.7775 | 7004.7775 |  |  |  |  | 180160000 | 129633313.345 | 17841015.9631 | 12837422.362 | 8785229.2372 | 6321371.9722
|  | 9 | 2031-32 | 6884.419 | 5276.3339 | 4753.9852 | 4753.9852 |  |  |  |  | 0 | 0 | 19363300.2774 | 13371185.3712 | 9510114.4844 | 6567139.9942
|  | 10 | 2032-33 | 6520.0211 | 4851.508 | 4320.8761 | 4320.8761 |  |  |  |  | 0 | 0 | 20801875.4301 | 13785588.2152 | 10183277.3385 | 6748548.6365
|  | 11 | 2033-34 | 7021.4776 | 5072.4648 | 4465.639 | 4465.639 |  |  |  |  | 0 | 0 | 22343981.7583 | 14210706.162 | 10837160.6037 | 6892402.0184
|  | 12 | 2034-35 | 6670.3312 | 4678.4361 | 4071.3156 | 4071.3156 |  |  |  |  | 0 | 0 | 23822322.9443 | 14540236.8272 | 11450326.9917 | 6988842.6329
|  | 13 | 2035-36 | 7183.2376 | 4891.4352 | 4207.6527 | 4207.6527 |  |  |  |  | 0 | 0 | 25397718.0706 | 14876965.348 | 12090690.1136 | 7082241.6941
|  | 14 | 2036-37 | 6365.9388 | 4208.6355 | 3578.6102 | 3578.6102 |  |  |  |  | 0 | 0 | 26815566.5417 | 15074360.9956 | 12655796.807 | 7114451.5802
|  | 15 | 2037-38 | 7684.4335 | 4932.3455 | 4145.6828 | 4145.6828 |  |  |  |  | 0 | 0 | 28552446.0367 | 15403788.074 | 13335475.8828 | 7194369.4106
|  | 16 | 2038-39 | 7096.7376 | 4422.4523 | 3674.3053 | 3674.3053 |  |  |  |  | 0 | 0 | 30139034.227 | 15604355.2266 | 13942447.8467 | 7218642.3523
|  | 17 | 2039-40 | 7105.096 | 4298.6999 | 3530.3578 | 3530.3578 |  |  |  |  | 0 | 0 | 31689115.236 | 15745588.2881 | 14524012.0637 | 7216645.6066
|  | 18 | 2040-41 | 7203.8409 | 4231.4973 | 3435.1458 | 3435.1458 |  |  |  |  | 0 | 0 | 33303618.6212 | 15880803.9073 | 15118845.0662 | 7209409.1796
|  | 19 | 2041-42 | 7301.5464 | 4163.9699 | 3341.3978 | 3341.3978 |  |  |  |  | 0 | 0 | 34940513.9388 | 15989785.1541 | 15717424.9071 | 7192746.1594
|  | 20 | 2042-43 | 7340.6052 | 4064.3151 | 3223.8698 | 3223.8698 |  |  |  |  | 0 | 0 | 36585970.9835 | 16067940.1845 | 16307526.3257 | 7161989.9791
|  | 21 | 2043-44 | 7379.0355 | 3966.5952 | 3110.1225 | 3110.1225 |  |  |  |  | 0 | 0 | 38239337.4815 | 16117150.4894 | 16888387.5245 | 7118132.8229
|  | 22 | 2044-45 | 7421.6158 | 3873.2856 | 3001.9859 | 3001.9859 |  |  |  |  | 0 | 0 | 39904088.7356 | 16140893.8111 | 17462990.0269 | 7063643.7663
|  | 23 | 2045-46 | 7460.9197 | 3780.3865 | 2896.2419 | 2896.2419 |  |  |  |  | 0 | 0 | 41576766.7832 | 16139615.2432 | 18028772.3947 | 6998558.8652
|  | 24 | 2046-47 | 7492.8203 | 3685.9711 | 2791.3871 | 2791.3871 |  |  |  |  | 0 | 0 | 43255475.578 | 16114462.9461 | 18578087.1103 | 6921109.8098
|  | 25 | 2047-48 | 7530.5786 | 3596.6463 | 2692.3739 | 2692.3739 |  |  |  |  | 0 | 0 | 44940090.1314 | 16067228.3138 | 19116542.5418 | 6834651.4814
|  | 26 | 2048-49 | 7560.1442 | 3505.599 | 2593.9965 | 2593.9965 |  |  |  |  | 0 | 0 | 46633355.5049 | 16000589.1244 | 19647691.8013 | 6741411.6002
|  | 27 | 2049-50 | 0 | 0 | 0 | 0 |  |  |  |  | 0 | 0 | 46633355.5049 | 15355651.7509 | 19638284.9674 | 6466587.3103
|  | 28 | 2050-51 | 0 | 0 | 0 | 0 |  |  |  |  | 0 | 0 | 46633355.5049 | 14736709.9337 | 19629019.612 | 6203009.9522
|  | 29 | 2051-52 | 0 | 0 | 0 | 0 |  |  |  |  | 0 | 0 | 46633355.5049 | 14142715.8672 | 19628038.5408 | 5952687.065
|  | 30 | 2052-53 | [8 empty] | 0 | 0
|  | 31 | 2053-54 | [8 empty] | 0 | 0
|  | 32 | 2054-55 | [8 empty] | 0 | 0
|  | 33 | 2055-56 | [8 empty] | 0 | 0
|  | 34 | 2056-57 | [8 empty] | 0 | 0
|  | 35 | 2057-58 | [8 empty] | 0 | 0
|  | 36 | 2058-59 | [8 empty] | 0 | 0
|  | 37 | 2059-60 | [8 empty] | 0 | 0
|  | 38 | 2060-61 | [8 empty] | 0 | 0
|  | 39 | 2061-62 | [8 empty] | 0 | 0
|  | 40 | 2062-63 | [8 empty] | 0 | 0
|  | 41 | 2063-64 | [8 empty] | 0 | 0
|  | 42 | 2064-65 | [8 empty] | 0 | 0
|  | 43 | 2065-66 | [8 empty] | 0 | 0
|  | 44 | 2066-67 | [8 empty] | 0 | 0
|  | 45 | 2067-68 | [8 empty] | 0 | 0
|  | 46 | 2068-69 | [8 empty] | 0 | 0
|  | 47 | 2069-70 | [8 empty] | 0 | 0
|  | 48 | 2070-71 | [8 empty] | 0 | 0
|  | 49 | 2071-72 | [8 empty] | 0 | 0
|  | 50 | 2072-73 | [8 empty] | 0 | 0
|  | 51 | 2073-74 | [8 empty] | 0 | 0
|  | 52 | 2074-75 | [8 empty] | 0 | 0
|  | 53 | 2075-76 | [8 empty] | 0 | 0
|  | 54 | 2076-77 | [8 empty] | 0 | 0
|  | 55 | 2077-78 | [8 empty] | 0 | 0
|  | 56 | 2078-79 | [8 empty] | 0 | 0
|  | 57 | 2079-80 | [8 empty] | 0 | 0
|  | 58 | 2080-81 | [8 empty] | 0 | 0
|  | 59 | 2081-82 | [8 empty] | 0 | 0
|  | 60 | 2082-83 | [8 empty] | 0 | 0
|  | 61 | 2083-84 | [8 empty] | 0 | 0
|  | 62 | 2084-85 | [8 empty] | 0 | 0
|  | 63 | 2085-86 | [8 empty] | 0 | 0
Note on F19: IPART: Either enter the Headworks/ET value calculated for the relevant service and system, or link to your agency's workings on the Headwork assets worksheet.
Note on G19: IPART: Either enter the Scheme cost allocation/ET value calculated for the relevant service and system, or link to your agency's workings on the Scheme cost allocations worksheet.
Note on F22: IPART: The headwork cost per ET has been separated from the main equation given that it will apply to all DSP's in the system for which it is calculated. This separation reduces the need to capture data, and calculate headworks for each DSP. The relevant assets would be captured in the K1/L1 and K2/L2 sections of the maximum price equation.
Note on Q38: IPART: Either enter the Ri values or link to your agency's workings on the 'Reduction amount' worksheet.
Note on T38: IPART: Either enter the Ci values or link to your agency's workings on the 'Reduction amount' worksheet.

## General inputs
GENERAL INPUTS
Regulated Agency (for setting pre-1996 discount rate) |  | Sydney Water Corporation |  | Do not delete - data validation for option at $H$5
|  |  |  | Agency name | Pre-1996 discount rate
DSP name |  | Lower South Creek Wastewater |  | Central Coast Council | 0%
|  |  |  | Hunter Water Corporation | 3%
System name (allows cross checking of headworks costs) |  | System Name |  | Sydney Water Corporation | 3%
Service this DSP relates to |  | Sewerage
Do not delete - data validation for options at $H$11
Water
Timeframes |  |  | Relevant financial year | Sewerage
Stormwater
| Financial year of registration for the DSP |  | 2022-23
| Final date where assets can be commissioned | 2021-06-30 | 2020-21 | Do not delete - data validation for options at $I$16 and $I$40
2018-19
2019-20
| Date range for pre 1996 assets |  |  | 2020-21
2021-22
| First day | 1970-01-01 |  | 2022-23
| Last day | 1995-12-31 |  | 2023-24
2024-25
2025-26
2026-27
Discount rates & other |  |  |  | 2027-28
2028-29
| Rate applied to pre-1996 assets and ETs | 3% |  | 2029-30
2030-31
| Rate applied to post-1996 assets and ETs (real pre-tax WACC) | 4.2%
| Rate applied to the NPV of expected revenues and costs (real pre-tax WACC) | 4.2%
| An Equivalent Tenement (ET) is a unit that uses X kL/year of water, where X = | 130.5338 |  | Do not delete - data validation for option at $H$42
$
| Forecast period (years) | 30 |  | $'000
$M
| $ base year for DSP analysis |  | 2022-23
| What $ units are used in the model | $
Note on H23: IPART: These dates have been set in the 2018 Maximum Price Determination, and should not be changed.
Note on H30: IPART: The discount rate for pre-1996 assets and ETs has been set in the 2018 Maximum Price Determination, and should not be changed.
Note on H32: IPART: The discount rates for post-1996 commissioned and uncommissioned assets and ETs should be the real pre-tax WACC used in the agencies prevailing water and sewerage price determination.
Note on H36: IPART: This is the average residential consumption from the prevailing price review.
Note on H38: IPART: The forecast period for ETs and the net operating result has been set in the 2018 Maximum Price Determination, and should not be changed.
Note on I40: IPART: All prices and costs should be entered into the template in $ of this financial year.
Note on H42: IPART: All prices and costs entered into the IPART designated input ranges in this template must be on this basis.

## Pre-1996 assets
PRE-1996 ASSETS WITH A NEXUS TO THE SERVICE FOR WHICH THE MAXIMUM PRICE IS BEING CALCULATED
Consideration must be given to the principles regarding asset exclusions presented on the 'Asset exclusions' worksheet before they are entered into the register.
|  | Hyperlink to the 'Asset exclusions' worksheet: |  | Asset exclusions'!A1
Where this template is being used to calculate the maximum price for connecting to a Recycled Water System, refer to the following provisions of the Recycled Water Developer Charges Determination:
(a) Schedule 1, clause 2 (where the Recycled Water System is a Least Cost Servicing Solution); and
(b) Schedule 2, clause 2.2 (where the Recycled Water System is not a Least Cost Servicing Solution).
These provisions may affect the calculation of the capital charge.
Date range for assets
|  | Start date |  | 1970-01-01 |  | check
|  | End date |  | 1995-12-31 |  | Gravity mains | 162196951.9975
[6 empty] | Rising mains | 3605121.4901
|  | Register of pre-1996 assets |  |  |  | SPS | 6615455.5126
|  | General inputs |  |  |  | Service potential inputs |  |  | Asset value inputs
|  | Identifier | Description | Date commissioned | Date check | DSP areas serviced by asset | Expected system-wide ETs to be serviced by this asset | Proportion of asset cost to be recovered via this DSP | Number of units or length of asset (A) | Unit of measure in (A) | MEERA value per unit/measure of length (B) ($ as at 1 July 2020) | Total MEERA value (A x B) ($, $2020-21) | MEERA value to be recovered via DSP ($, $2020-21) | % Growth
1991 | Gravity mains | WN 309531 | Blueberry Dr, Colyton - Developer (150mm=$72,930 ) | 1991-06-30 | Date check - OK | Asset utilisation |  | 59.84% | 220.95 | metres | 624.7168 | 138031.1735 | 22301.1958 | 27%
1991 | Gravity mains | WN 307341 | Tanderra St Carrier - Developer ( 150mm=$5,568) | 1991-06-30 | Date check - OK |  |  | 59.84% | 31.5 | metres | 450.1876 | 14180.9079 | 3988.3118 | 47%
1987 | Gravity mains | WN 300527 | Bounds Creek Carrier Sec 2B | 1987-06-30 | Date check - OK |  |  | 59.84% | 150 | metres | 2378.1647 | 356724.7016 | 213461.9097 | 100%
1987 | Gravity mains | WN 300527 | Bounds Creek Carrier Sec 2B | 1987-06-30 | Date check - OK |  |  | 59.84% | 108 | metres | 1764.8657 | 190605.4949 | 114057.1784 | 100%
1987 | Gravity mains | WN 300527 | Bounds Creek Carrier Sec 2B | 1987-06-30 | Date check - OK |  |  | 59.84% | 350 | metres | 1528.3541 | 534923.9409 | 320095.2597 | 100%
1987 | Gravity mains | A88161 | (150mm=$41,470) | 1987-06-30 | Date check - OK |  |  | 59.84% | 144.5 | metres | 567.6278 | 82022.2146 | 15215.2955 | 31%
1986 | Gravity mains | WO 37603 | Bounds Creek Carrier Sec 2A | 1986-06-30 | Date check - OK |  |  | 59.84% | 438 | metres | 2120.4486 | 928756.4932 | 555762.2835 | 100%
1986 | Gravity mains | A88326 | Sunflower Dr Carrier - Developer (150mm=$186,000) | 1986-06-30 | Date check - OK |  |  | 59.84% | 499.5 | metres | 685.068 | 342191.473 | 51191.3284 | 25%
1986 | Gravity mains | A88160 | Peppertree Drive (150mm=$26,775) | 1986-06-30 | Date check - OK |  |  | 59.84% | 62.8 | metres | 709.5347 | 44558.781 | 5066.1041 | 19%
1985 | Gravity mains | WO A88395 | Peppertree Dr, Erskine Park - Developer (150mm=$38,316 ) | 1985-06-30 | Date check - OK |  |  | 59.84% | 102.7 | metres | 685.068 | 70356.485 | 10525.2241 | 25%
1985 | Gravity mains | WO A88159 | Colorado Dr Carrier - Developer (150mm=$ 227,292) | 1985-06-30 | Date check - OK |  |  | 59.84% | 610.5 | metres | 685.068 | 418234.0225 | 62567.1791 | 25%
1985 | Gravity mains | WO A58694 | Lukes Lane | 1985-06-30 | Date check - OK |  |  | 59.84% | 406.4 | metres | 567.6278 | 230683.931 | 138039.8729 | 100%
1985 | Gravity mains | WO 37320 | East St Clair Sec 1 | 1985-06-30 | Date check - OK |  |  | 59.84% | 139 | metres | 1578.9187 | 219469.6938 | 131329.341 | 100%
1985 | Gravity mains | WO 37320 | East St Clair Sec 1 | 1985-06-30 | Date check - OK |  |  | 59.84% | 731 | metres | 1666.9988 | 1218576.1476 | 729188.6166 | 100%
1985 | Gravity mains | WO 37320 | East St Clair Sec 1 | 1985-06-30 | Date check - OK |  |  | 59.84% | 897 | metres | 1386.4472 | 1243643.1125 | 744188.5371 | 100%
1985 | Gravity mains | WO 37320 | East St Clair Sec 1 | 1985-06-30 | Date check - OK |  |  | 59.84% | 427 | metres | 1149.9356 | 491022.499 | 293824.9017 | 100%
1985 | Gravity mains | WO 37319 | Ropes Creek Carrier Sec 6 | 1985-06-30 | Date check - OK |  |  | 59.84% | 180 | metres | 2710.912 | 487964.1597 | 291994.8099 | 100%
1985 | Gravity mains | WO 37319 | Ropes Creek Carrier Sec 6 | 1985-06-30 | Date check - OK |  |  | 59.84% | 902 | metres | 2210.1599 | 1993564.2318 | 1192936.8116 | 100%
1984 | Gravity mains | WO 37267/2 | Bounds Creek Carrier Sec 1 | 1984-06-30 | Date check - OK |  |  | 59.84% | 547 | metres | 2378.1647 | 1300856.0784 | 778424.4308 | 100%
1984 | Gravity mains | WO 37267/2 | Bounds Creek Carrier Sec 1 | 1984-06-30 | Date check - OK |  |  | 59.84% | 493 | metres | 1861.1014 | 917523.0089 | 549040.2342 | 100%
1983 | Gravity mains | A87691 | Sterling Rd Carrier - Developer (150mm=$ 212,412) | 1983-06-30 | Date check - OK |  |  | 59.84% | 571 | metres | 685.068 | 391173.836 | 58519.016 | 25%
1983 | Gravity mains | A87147 | Ophir St Carrier Sec 2 | 1983-06-30 | Date check - OK |  |  | 59.84% | 98 | metres | 751.9437 | 73690.4827 | 44095.9404 | 100%
1981 | Gravity mains | WO 59854 | Woodstock Ave - Developer (150mm=$73,216) | 1981-06-30 | Date check - OK |  |  | 59.84% | 255.8 | metres | 567.6278 | 145199.1869 | 26934.7585 | 31%
1981 | Gravity mains | WO 59726 | Forrester Rd Carrier | 1981-06-30 | Date check - OK |  |  | 59.84% | 780.6 | metres | 751.9437 | 586967.253 | 351237.6638 | 100%
1980 | Gravity mains | WO 99618 | Windsor Rd Carrier | 1980-06-30 | Date check - OK |  |  | 59.84% | 507.6 | metres | 1177.6645 | 597782.5196 | 357709.4541 | 100%
1980 | Gravity mains | WO 55977 | Developer C. Plan - draining into the Moore St Carrier | 1980-06-30 | Date check - OK |  |  | 59.84% | 323 | metres | 567.6278 | 183343.7739 | 109711.8084 | 100%
1980 | Gravity mains | WO 55977 | Developer C. Plan - draining into the Moore St Carrier - Developer (150mm=$92,321 ) | 1980-06-30 | Date check - OK |  |  | 59.84% | 322.8 | metres | 567.6278 | 183230.2484 | 33989.6014 | 31%
1980 | Gravity mains | WO 37043 | South Creek Carrier LL Submain Extension | 1980-06-30 | Date check - OK |  |  | 59.84% | 906 | metres | 5527.8464 | 5008228.8629 | 2996893.943 | 100%
1979 | Gravity mains | WO 52744 | Carlisle Ave, Mt Druitt (150mm=$17,160) | 1979-06-30 | Date check - OK |  |  | 59.84% | 51.9 | metres | 624.7168 | 32422.8011 | 5238.4343 | 27%
1977 | Gravity mains | WO 59341 | Developer contribution Lukes Lane Carrier ( 150mm=$130,944) | 1977-06-30 | Date check - OK |  |  | 59.84% | 352 | metres | 639.3968 | 225067.6782 | 29629.411 | 22%
1977 | Gravity mains | WO 59341 | Developer contribution Lukes Lane Carrier | 1977-06-30 | Date check - OK |  |  | 59.84% | 337 | metres | 624.7168 | 210529.5563 | 125979.6166 | 100%
1977 | Gravity mains | WO 59341 | Olympus Dr Carrier - Developer ( 150mm=$ 116,160) | 1977-06-30 | Date check - OK |  |  | 59.84% | 352 | metres | 580.6767 | 204398.1975 | 29354.5556 | 24%
1977 | Gravity mains | WO 59341 | Olympus Dr Carrier - Developer ( 150mm=$ 111,210) | 1977-06-30 | Date check - OK |  |  | 59.84% | 337 | metres | 624.7168 | 210529.5563 | 125979.6166 | 100%
1977 | Gravity mains | WO 36612 | Lukes Lane Carrier | 1977-06-30 | Date check - OK |  |  | 59.84% | 54 | metres | 3196.9841 | 172637.1395 | 103305.023 | 100%
1977 | Gravity mains | WO 36612 | Lukes Lane Carrier | 1977-06-30 | Date check - OK |  |  | 59.84% | 223 | metres | 1861.1014 | 415025.6207 | 248348.8281 | 100%
1977 | Gravity mains | WO 36612 | Lukes Lane Carrier | 1977-06-30 | Date check - OK |  |  | 59.84% | 187 | metres | 1386.4472 | 259265.621 | 155142.9838 | 100%
1977 | Gravity mains | WO 36612 | Lukes Lane Carrier | 1977-06-30 | Date check - OK |  |  | 59.84% | 984 | metres | 1149.9356 | 1131536.6254 | 677104.6914 | 100%
1977 | Gravity mains | WO 36612 | Lukes Lane Carrier | 1977-06-30 | Date check - OK |  |  | 59.84% | 30 | metres | 1024.3398 | 30730.1938 | 18388.7626 | 100%
1977 | Gravity mains | WO 36612 | Lukes Lane Carrier | 1977-06-30 | Date check - OK |  |  | 59.84% | 30 | metres | 751.9437 | 22558.311 | 13498.7573 | 100%
1976 | Gravity mains | WO 53963 | Earl St Carrier - Developer (150mm=$142,560 ) | 1976-06-30 | Date check - OK |  |  | 59.84% | 528 | metres | 567.6278 | 299707.4694 | 39455.4912 | 22%
1976 | Gravity mains | WO 47603 | Durham St Carrier | 1976-06-30 | Date check - OK |  |  | 59.84% | 153.8 | metres | 567.6278 | 87301.153 | 52240.4834 | 100%
1976 | Gravity mains | WO 47602 | Janet St Carrier | 1976-06-30 | Date check - OK |  |  | 59.84% | 622.8 | metres | 624.7168 | 389073.6132 | 232819.3033 | 100%
1976 | Gravity mains | WO 47602 | Janet St Carrier | 1976-06-30 | Date check - OK |  |  | 59.84% | 13.5 | metres | 567.6278 | 7662.9751 | 4585.4781 | 100%
1976 | Gravity mains | WO 47414 | Beames Ave Carrier | 1976-06-30 | Date check - OK |  |  | 59.84% | 6 | metres | 520.3255 | 3121.9528 | 1868.1577 | 100%
1976 | Gravity mains | WO 47414 | Beames Ave Carrier | 1976-06-30 | Date check - OK |  |  | 59.84% | 792 | metres | 567.6278 | 449561.2041 | 269014.7129 | 100%
1976 | Gravity mains | WO 47414 | Beames Ave Carrier | 1976-06-30 | Date check - OK |  |  | 59.84% | 86.9 | metres | 751.9437 | 65343.9076 | 39101.4002 | 100%
1976 | Gravity mains | WO 47255 | Carlisle Ave Road Crossing | 1976-06-30 | Date check - OK |  |  | 59.84% | 49.6 | metres | 1149.9356 | 57036.8055 | 34130.4804 | 100%
1976 | Gravity mains | WO 47255 | Carlisle Ave Road Crossing | 1976-06-30 | Date check - OK |  |  | 59.84% | 1156.8 | metres | 1024.3398 | 1184956.2718 | 709070.6856 | 100%
1976 | Gravity mains | WO 47255 | Carlisle Ave Road Crossing | 1976-06-30 | Date check - OK |  |  | 59.84% | 19.6 | metres | 567.6278 | 11125.5045 | 6657.4348 | 100%
1975 | Gravity mains | WO 59279 | Palmerston Rd Carrier Sec 2 | 1975-06-30 | Date check - OK |  |  | 59.84% | 543 | metres | 1024.3398 | 556216.5072 | 332836.603 | 100%
1975 | Gravity mains | WO 59279 | Palmerston Rd Carrier Sec 2 | 1975-06-30 | Date check - OK |  |  | 59.84% | 492 | metres | 709.5347 | 349091.0865 | 208894.0006 | 100%
1975 | Gravity mains | WO 59279 | Palmerston Rd Carrier Sec 2 | 1975-06-30 | Date check - OK |  |  | 59.84% | 91 | metres | 751.9437 | 68426.8768 | 40946.2303 | 100%
1975 | Gravity mains | WO 58856 | Moore St Carrier Sec 2 Part B | 1975-06-30 | Date check - OK |  |  | 59.84% | 904 | metres | 1024.3398 | 926003.1723 | 554114.7128 | 100%
1975 | Gravity mains | WO 54281 | Mt Druitt North Carrier Sec 3 - Developer ( 150mm=$3,630) | 1975-06-30 | Date check - OK |  |  | 59.84% | 11 | metres | 580.6767 | 6387.4437 | 917.3299 | 24%
1975 | Gravity mains | WO 54281 | Mt Druitt North Carrier Sec 3 - Developer (150mm=$ 252,588) | 1975-06-30 | Date check - OK |  |  | 59.84% | 679 | metres | 685.068 | 465161.1815 | 69587.4113 | 25%
1975 | Gravity mains | WO 47415 | Coates St Area - Trunk & Retic Sewer | 1975-06-30 | Date check - OK |  |  | 59.84% | 550.6 | metres | 567.6278 | 312535.8573 | 187019.5719 | 100%
1975 | Gravity mains | WO 47415 | Coates St Area - Trunk & Retic Sewer | 1975-06-30 | Date check - OK |  |  | 59.84% | 20.8 | metres | 567.6278 | 11806.6579 | 7065.0329 | 100%
1975 | Gravity mains | WO 47415 | Coates St Area - Trunk & Retic Sewer | 1975-06-30 | Date check - OK |  |  | 59.84% | 23 | metres | 520.3255 | 11967.4858 | 7161.2713 | 100%
1975 | Gravity mains | WO 36795 | Durham St Carrier | 1975-06-30 | Date check - OK |  |  | 59.84% | 21 | metres | 946.0463 | 19866.9724 | 11888.2765 | 100%
1975 | Gravity mains | WO 36794 | Wainwright Rd Carrier | 1975-06-30 | Date check - OK |  |  | 59.84% | 82 | metres | 709.5347 | 58181.8478 | 34815.6668 | 100%
1975 | Gravity mains | WO 36794 | Wainwright Rd Carrier | 1975-06-30 | Date check - OK |  |  | 59.84% | 371 | metres | 751.9437 | 278971.1131 | 166934.6314 | 100%
1975 | Gravity mains | WO 36704 | Colyton Carrier | 1975-06-30 | Date check - OK |  |  | 59.84% | 1047 | metres | 1024.3398 | 1072483.7626 | 641767.8145 | 100%
1975 | Gravity mains | WO 36704 | Colyton Carrier | 1975-06-30 | Date check - OK |  |  | 59.84% | 257 | metres | 709.5347 | 182350.4253 | 109117.3946 | 100%
1975 | Gravity mains | WO 36704 | Colyton Carrier | 1975-06-30 | Date check - OK |  |  | 59.84% | 378 | metres | 751.9437 | 284234.719 | 170084.3414 | 100%
1975 | Gravity mains | WO 36703 | Ophir St Carrier Sec 2 | 1975-06-30 | Date check - OK |  |  | 59.84% | 695 | metres | 1456.5851 | 1012326.6354 | 605770.1525 | 100%
1975 | Gravity mains | WO 36703 | Ophir St Carrier Sec 2 | 1975-06-30 | Date check - OK |  |  | 59.84% | 11 | metres | 887.3262 | 9760.5881 | 5840.677 | 100%
1975 | Gravity mains | WO 36703 | Ophir St Carrier Sec 2 | 1975-06-30 | Date check - OK |  |  | 59.84% | 463 | metres | 709.5347 | 328514.5794 | 196581.1428 | 100%
1975 | Gravity mains | WO 36612 | Lukes Lane Carrier Pt B | 1975-06-30 | Date check - OK |  |  | 59.84% | 533 | metres | 946.0463 | 504242.6806 | 301735.7786 | 100%
1975 | Gravity mains | WO 36612 | Lukes Lane Carrier Pt B | 1975-06-30 | Date check - OK |  |  | 59.84% | 304 | metres | 1024.3398 | 311399.2969 | 186339.461 | 100%
1975 | Gravity mains | WO 36612 | Lukes Lane Carrier Pt B | 1975-06-30 | Date check - OK |  |  | 59.84% | 528 | metres | 709.5347 | 374634.3368 | 224178.9274 | 100%
1974 | Gravity mains | WO 89951 | Sedgeman Cr Carrier Sec 4- Developer C.Plan (150mm=$116,160) | 1974-06-30 | Date check - OK |  |  | 59.84% | 352 | metres | 580.6767 | 204398.1975 | 29354.5556 | 24%
1974 | Gravity mains | WO 89951 | Sedgeman Cr Carrier Sec 4- Developer C.Plan | 1974-06-30 | Date check - OK |  |  | 59.84% | 410.5 | metres | 751.9437 | 308672.8893 | 184707.9951 | 100%
1974 | Gravity mains | WO 58856 | Moore St Carrier Sec 2 Part A | 1974-06-30 | Date check - OK |  |  | 59.84% | 334 | metres | 1234.7535 | 412407.6822 | 246782.2695 | 100%
1974 | Gravity mains | WO 58856 | Moore St Carrier Sec 2 Part A | 1974-06-30 | Date check - OK |  |  | 59.84% | 529 | metres | 1024.3398 | 541875.7501 | 324255.1804 | 100%
1974 | Gravity mains | WO 53244 | Sedgeman Cr Carrier Sec 5 - Developer (150mm=$ 47,600) | 1974-06-30 | Date check - OK |  |  | 59.84% | 111.6 | metres | 709.5347 | 79184.0757 | 9002.8219 | 19%
1974 | Gravity mains | WO 53244 | Sedgeman Cr Carrier Sec 5 - Developer (150mm=$4,389) | 1974-06-30 | Date check - OK |  |  | 59.84% | 21 | metres | 468.1298 | 9830.726 | 2470.7118 | 42%
1974 | Gravity mains | WO 53244 | Sedgeman Cr Carrier Sec 5 - Developer (150mm=$125,826) | 1974-06-30 | Date check - OK |  |  | 59.84% | 312.9 | metres | 567.6278 | 177610.7333 | 32947.1694 | 31%
1974 | Gravity mains | WO 47376 | Mount St, Mt Druitt - Trunk & Retic Sewer | 1974-06-30 | Date check - OK |  |  | 59.84% | 86 | metres | 751.9437 | 64667.1583 | 38696.4375 | 100%
1974 | Gravity mains | WO 47081 | Ropes Creek Carrier Sec 4 & 5 | 1974-06-30 | Date check - OK |  |  | 59.84% | 991 | metres | 3100.7483 | 3072841.5855 | 1838769.8701 | 100%
1974 | Gravity mains | WO 36738 | Jenson St Carrier | 1974-06-30 | Date check - OK |  |  | 59.84% | 238.9 | metres | 709.5347 | 169507.8467 | 101432.473 | 100%
1974 | Gravity mains | WO 36737 | Mamre Rd Carrier Sec 2 | 1974-06-30 | Date check - OK |  |  | 59.84% | 696 | metres | 1578.9187 | 1098927.3879 | 657591.5204 | 100%
1974 | Gravity mains | WO 36737 | Mamre Rd Carrier Sec 2 | 1974-06-30 | Date check - OK |  |  | 59.84% | 171 | metres | 751.9437 | 128582.3729 | 76942.9164 | 100%
1974 | Gravity mains | WO 36630 | Ophir St Carrier Sec 1 | 1974-06-30 | Date check - OK |  |  | 59.84% | 1363 | metres | 1861.1014 | 2536681.2599 | 1517934.7652 | 100%
1974 | Gravity mains | WO 36630 | Ophir St Carrier Sec 1 | 1974-06-30 | Date check - OK |  |  | 59.84% | 19 | metres | 833.4994 | 15836.4889 | 9476.4594 | 100%
1974 | Gravity mains | WO 36630 | Ophir St Carrier Sec 1 | 1974-06-30 | Date check - OK |  |  | 59.84% | 56 | metres | 450.1876 | 25210.5029 | 15085.8129 | 100%
1974 | Gravity mains | WO 36449 | South Creek Carrier Sec A & B | 1974-06-30 | Date check - OK |  |  | 59.84% | 1259 | metres | 4314.2974 | 5431700.3935 | 3250296.7527 | 100%
1974 | Gravity mains | WO 36449 | South Creek Carrier Sec A & B | 1974-06-30 | Date check - OK |  |  | 59.84% | 2674 | metres | 3637.3849 | 9726367.3063 | 5820199.5289 | 100%
1974 | Gravity mains | WO 36449 | South Creek Carrier Sec A & B | 1974-06-30 | Date check - OK |  |  | 59.84% | 53 | metres | 2356.9602 | 124918.8901 | 74750.7104 | 100%
1974 | Gravity mains | WO 36449 | South Creek Carrier Sec A & B | 1974-06-30 | Date check - OK |  |  | 59.84% | 170 | metres | 1386.4472 | 235696.0191 | 141039.0762 | 100%
1974 | Gravity mains | WO 36449 | South Creek Carrier Sec A & B | 1974-06-30 | Date check - OK |  |  | 59.84% | 87 | metres | 494.2276 | 42997.8046 | 25729.6269 | 100%
1974 | Gravity mains | WN 307341 | Werrington Downs Carrier | 1974-06-30 | Date check - OK |  |  | 59.84% | 2416 | metres | 1234.7535 | 2983164.5513 | 1785107.6737 | 100%
1974 | Gravity mains | WN 307341 | Werrington Downs Carrier | 1974-06-30 | Date check - OK |  |  | 59.84% | 787 | metres | 946.0463 | 744538.442 | 445527.3128 | 100%
1974 | Gravity mains | WN 307341 | Werrington Downs Carrier | 1974-06-30 | Date check - OK |  |  | 59.84% | 1783 | metres | 520.3255 | 927740.309 | 555154.205 | 100%
1973 | Gravity mains | WO 89648 | Sedgeman Cr Carrier Sec 1 | 1973-06-30 | Date check - OK |  |  | 59.84% | 153 | metres | 887.3262 | 135760.907 | 81238.5079 | 100%
1973 | Gravity mains | WO 59028 | Sedgeman Cr Carrier Sec 3- Developer C.Plan (150mm=$296,650) | 1973-06-30 | Date check - OK |  |  | 59.84% | 698 | metres | 1024.3398 | 714989.175 | 183973.4402 | 43%
1973 | Gravity mains | WO 59028 | Sedgeman Cr Carrier Sec 3- Developer C.Plan ( 150mm=$21,054) | 1973-06-30 | Date check - OK |  |  | 59.84% | 121 | metres | 450.1876 | 54472.6938 | 15646.1431 | 48%
1973 | Gravity mains | WO 58982 | Moore St Carrier Sec1 | 1973-06-30 | Date check - OK |  |  | 59.84% | 1572 | metres | 1008.0286 | 1584621.0364 | 948227.6701 | 100%
1973 | Gravity mains | WO 58982 | Moore St Carrier Sec1 | 1973-06-30 | Date check - OK |  |  | 59.84% | 38 | metres | 1008.0286 | 38305.0887 | 22921.534 | 100%
1973 | Gravity mains | WO 52088 | Sedgeman Cr Carrier Sec 2 - Developer (150mm=$ 25,707) | 1973-06-30 | Date check - OK |  |  | 59.84% | 122.7 | metres | 494.2276 | 60641.7313 | 15240.8114 | 42%
1973 | Gravity mains | WO 46898 | Melbourne St Branch | 1973-06-30 | Date check - OK |  |  | 59.84% | 735 | metres | 685.068 | 503524.9903 | 301306.317 | 100%
1973 | Gravity mains | WO 36546 | Mamre Rd Carrier Sec1 | 1973-06-30 | Date check - OK |  |  | 59.84% | 558 | metres | 2644.0363 | 1475372.2616 | 882853.8622 | 100%
1973 | Gravity mains | WO 36546 | Mamre Rd Carrier Sec1 | 1973-06-30 | Date check - OK |  |  | 59.84% | 732 | metres | 2210.1599 | 1617837.0484 | 968103.9313 | 100%
1973 | Gravity mains | WO 36546 | Mamre Rd Carrier Sec1 | 1973-06-30 | Date check - OK |  |  | 59.84% | 1365 | metres | 1666.9988 | 2275453.4084 | 1361617.5946 | 100%
1973 | Gravity mains | WO 36546 | Mamre Rd Carrier Sec1 | 1973-06-30 | Date check - OK |  |  | 59.84% | 40 | metres | 1177.6645 | 47106.5815 | 28188.2943 | 100%
1973 | Gravity mains | WO 36546 | Mamre Rd Carrier Sec1 | 1973-06-30 | Date check - OK |  |  | 59.84% | 65 | metres | 450.1876 | 29262.1909 | 17510.3185 | 100%
1972 | Gravity mains | WO 89649 | Palmyra Ave Carrier | 1972-06-30 | Date check - OK |  |  | 59.84% | 216 | metres | 624.7168 | 134938.8254 | 80746.5792 | 100%
1972 | Gravity mains | WO 46893 | Palmerston Rd Carrier Sec 1 | 1972-06-30 | Date check - OK |  |  | 59.84% | 56 | metres | 2833.2456 | 158661.752 | 94942.2354 | 100%
1972 | Gravity mains | WO 46893 | Palmerston Rd Carrier Sec 1 | 1972-06-30 | Date check - OK |  |  | 59.84% | 419 | metres | 2296.609 | 962279.1547 | 575822.0419 | 100%
1972 | Gravity mains | WO 46893 | Palmerston Rd Carrier Sec 1 | 1972-06-30 | Date check - OK |  |  | 59.84% | 102 | metres | 1666.9988 | 170033.8811 | 101747.2488 | 100%
1972 | Gravity mains | WO 46893 | Palmerston Rd Carrier Sec 1 | 1972-06-30 | Date check - OK |  |  | 59.84% | 645 | metres | 1234.7535 | 796416.033 | 476570.5503 | 100%
1972 | Gravity mains | WO 46893 | Palmerston Rd Carrier Sec 1 | 1972-06-30 | Date check - OK |  |  | 59.84% | 510 | metres | 1149.9356 | 586467.1534 | 350938.4071 | 100%
1972 | Gravity mains | WO 46893 | Palmerston Rd Carrier Sec 1 | 1972-06-30 | Date check - OK |  |  | 59.84% | 337 | metres | 520.3255 | 175349.6826 | 104928.1924 | 100%
1972 | Gravity mains | WO 46893 | Palmerston Rd Carrier Sec 1 | 1972-06-30 | Date check - OK |  |  | 59.84% | 338 | metres | 567.6278 | 191858.1907 | 114806.784 | 100%
1972 | Gravity mains | WO 46402 | Manifold Rd Carrier | 1972-06-30 | Date check - OK |  |  | 59.84% | 276 | metres | 685.068 | 189078.7719 | 113143.5966 | 100%
1972 | Gravity mains | WO 36547 | Ropes Creek Carrier Sec 3 | 1972-06-30 | Date check - OK |  |  | 59.84% | 1138 | metres | 2644.0363 | 3008913.322 | 1800515.5828 | 100%
1972 | Gravity mains | WO 36520 | Ropes Creek Carrier Sec 2 | 1972-06-30 | Date check - OK |  |  | 59.84% | 1013 | metres | 4413.7953 | 4471174.6867 | 2675523.9634 | 100%
1971 | Gravity mains | WO 58912 | Beelong St Carrier - Developer contribution (150mm=$247,752) | 1971-06-30 | Date check - OK |  |  | 59.84% | 666 | metres | 639.3968 | 425838.2775 | 56060.1925 | 22%
1971 | Gravity mains | WO 58912 | Beelong St Carrier - Developer contribution | 1971-06-30 | Date check - OK |  |  | 59.84% | 452 | metres | 685.068 | 309650.7423 | 185293.1365 | 100%
1971 | Gravity mains | WO 58716 | St Marys Carrier Sec 3 | 1971-06-30 | Date check - OK |  |  | 59.84% | 501 | metres | 833.4994 | 417583.2079 | 249879.2728 | 100%
1971 | Gravity mains | WO 58716 | St Marys Carrier Sec 3 | 1971-06-30 | Date check - OK |  |  | 59.84% | 91 | metres | 685.068 | 62341.1893 | 37304.5916 | 100%
1971 | Gravity mains | WO 46628 | Wattle Ave, North St Marys - Trunk & Retic Sewer | 1971-06-30 | Date check - OK |  |  | 59.84% | 332 | metres | 709.5347 | 235565.5299 | 140960.9922 | 100%
1971 | Gravity mains | WO 46628 | Wattle Ave, North St Marys - Trunk & Retic Sewer | 1971-06-30 | Date check - OK |  |  | 59.84% | 71 | metres | 751.9437 | 53388.0028 | 31947.0588 | 100%
1971 | Gravity mains | WO 46600 | Carlisle Ave - Various Trunk & Retic Sewers | 1971-06-30 | Date check - OK |  |  | 59.84% | 55 | metres | 685.068 | 37678.7408 | 22546.7312 | 100%
1971 | Gravity mains | WO 46406 | Boldrewood Rd Area - Trunk & Retic Sewer | 1971-06-30 | Date check - OK |  |  | 59.84% | 309.6 | metres | 685.068 | 212097.0571 | 126917.5997 | 100%
1970 | Gravity mains | WO 46294 | Extension of Bolrewood Rd Carrier to serve Blackett | 1970-06-30 | Date check - OK |  |  | 59.84% | 520 | metres | 685.068 | 356235.3673 | 213169.095 | 100%
1970 | Gravity mains | WO 46136 | Boldrewood Rd Carrier | 1970-06-30 | Date check - OK |  |  | 59.84% | 38 | metres | 639.3968 | 24297.0789 | 14539.2255 | 100%
1970 | Gravity mains | WO 46136 | Boldrewood Rd Carrier | 1970-06-30 | Date check - OK |  |  | 59.84% | 928 | metres | 624.7168 | 579737.1757 | 346911.2291 | 100%
1970 | Gravity mains | WO 36488 | Mt Druitt North Carrier Sec 1 | 1970-06-30 | Date check - OK |  |  | 59.84% | 297 | metres | 950.9396 | 282429.0754 | 169003.8552 | 100%
1970 | Gravity mains | WO 36488 | Mt Druitt North Carrier Sec 1 | 1970-06-30 | Date check - OK |  |  | 59.84% | 913 | metres | 639.3968 | 583769.2903 | 349324.0222 | 100%
1970 | Gravity mains | WO 36488 | Mt Druitt North Carrier Sec 2 | 1970-06-30 | Date check - OK |  |  | 59.84% | 297 | metres | 1024.3398 | 304228.9183 | 182048.7497 | 100%
1970 | Gravity mains | WO 36488 | Mt Druitt North Carrier Sec 2 | 1970-06-30 | Date check - OK |  |  | 59.84% | 913 | metres | 639.3968 | 583769.2903 | 349324.0222 | 100%
1970 | Gravity mains | WO 36449 | South Creek Submain | 1970-06-30 | Date check - OK |  |  | 59.84% | 164 | metres | 4521.4489 | 741517.6183 | 443719.6701 | 100%
1993 | Rising mains | 307351 | SPS 366 No.2 Rising Main | 1993-06-30 | Date check - OK |  |  | 59.84% | 750 | metres | 1513.6741 | 1135255.566 | 679330.0831 | 100%
1982 | Rising mains | 37181 | SPS 366 No.1 Rising Main | 1982-06-30 | Date check - OK |  |  | 59.84% | 450 | metres | 1513.6741 | 681153.3396 | 407598.0499 | 100%
1976 | Rising mains | 47443 | SPS 241 Rising Main | 1976-06-30 | Date check - OK |  |  | 59.84% | 250 | metres | 546.4233 | 136605.8242 | 81744.1012 | 100%
1972 | Rising mains | 89722 | SPS 407 Rising Main | 1972-06-30 | Date check - OK |  |  | 59.84% | 250 | metres | 1513.6741 | 378418.522 | 226443.361 | 100%
1976 | SPS | 36736 | Serving growth in St Marys | 1976-06-30 | Date check - OK |  |  | 59.84% | 1 | pumping station | 310513.6018 | 310513.6018 | 185809.4664 | 100%
1982 | SPS | 36735 | Serving growth in Werrington, Kingswood, Claremont Meadows, Oxley Park, St Marys, Colyton, St Clair & Erskine Park | 1982-06-30 | Date check - OK |  |  | 59.84% | 1 | pumping station | 3270475.5519 | 3270475.5519 | 1957032.8435 | 100%
1972 | SPS | 89644 | Serving growth in Willmot | 1972-06-30 | Date check - OK |  |  | 59.84% | 1 | pumping station | 327739.8001 | 327739.8001 | 196117.5195 | 100%
59.84%
1970 | Gravity mains | 45618/2 | Francis Park Carrier | 1970-06-30 | Date check - OK |  |  | 59.84% | 435 | metres | 624.7168 | 271751.8011 | 162614.6386 | 100%
1970 | Gravity mains | 36382 | Monash Road Carrier Section 2 | 1970-06-30 | Date check - OK |  |  | 59.84% | 156 | metres | 1024.3398 | 159797.0076 | 95621.5655 | 100%
1970 | Gravity mains | 36382 | Monash Road Carrier Section 2 | 1970-06-30 | Date check - OK |  |  | 59.84% | 509 | metres | 639.3968 | 325452.9778 | 194749.0989 | 100%
1970 | Gravity mains | 46011 | Patterson Street Branch | 1970-06-30 | Date check - OK |  |  | 59.84% | 33 | metres | 685.068 | 22607.2445 | 13528.0387 | 100%
1970 | Gravity mains | 36443 | Public School Carrier - Bessemer St | 1970-06-30 | Date check - OK |  |  | 59.84% | 544 | metres | 624.7168 | 339845.9306 | 203361.755 | 100%
1970 | Gravity mains | 46010 | Stephen Street Branch | 1970-06-30 | Date check - OK |  |  | 59.84% | 19 | metres | 685.068 | 13016.2923 | 7788.8708 | 100%
1970 | Gravity mains | 45879 | Western Crescent Carrier Section 1 | 1970-06-30 | Date check - OK |  |  | 59.84% | 151 | metres | 1306.5226 | 197284.908 | 118054.099 | 100%
1970 | Gravity mains | 45879 | Western Crescent Carrier Section 1 | 1970-06-30 | Date check - OK |  |  | 59.84% | 1246 | metres | 1074.9043 | 1339330.8029 | 801447.4739 | 100%
1970 | Gravity mains | 36444 | Western Crescent Carrier Section 2 | 1970-06-30 | Date check - OK |  |  | 59.84% | 338 | metres | 1074.9043 | 363317.6656 | 217407.0997 | 100%
1970 | Gravity mains | 36444 | Western Crescent Carrier Section 2 | 1970-06-30 | Date check - OK |  |  | 59.84% | 363 | metres | 950.9396 | 345191.0922 | 206560.2675 | 100%
1970 | Gravity mains | 45618/1 | Blacktown North Carrier | 1970-06-30 | Date check - OK |  |  | 59.84% | 135 | metres | 685.068 | 92484.1819 | 55341.9766 | 100%
1971 | Gravity mains | 36383 | Eastern Creek Carrier Section 1 | 1971-06-30 | Date check - OK |  |  | 59.84% | 177 | metres | 5653.4422 | 1000659.2746 | 598788.4742 | 100%
1971 | Gravity mains | 36383 | Eastern Creek Carrier Section 1 | 1971-06-30 | Date check - OK |  |  | 59.84% | 441 | metres | 5653.4422 | 2493168.0232 | 1491896.7069 | 100%
1971 | Gravity mains | 36383 | Eastern Creek Carrier Section 1 - vent lines | 1971-06-30 | Date check - OK |  |  | 59.84% | 18 | metres | 494.2276 | 8896.0975 | 5323.3711 | 100%
1971 | Gravity mains | 58905 | Tattersalls Road Carrier Section 1 | 1971-06-30 | Date check - OK |  |  | 59.84% | 282 | metres | 950.9396 | 268164.9807 | 160468.307 | 100%
1971 | Gravity mains | 58905 | Tattersalls Road Carrier Section 1 | 1971-06-30 | Date check - OK |  |  | 59.84% | 473 | metres | 709.5347 | 335609.9267 | 200826.9558 | 100%
1971 | Gravity mains | 58905 | Tattersalls Road Carrier Section 1 | 1971-06-30 | Date check - OK |  |  | 59.84% | 51 | metres | 567.6278 | 28949.0169 | 17322.9171 | 100%
1971 | Gravity mains | 58906 | Vardys Road Carrier Section 1 | 1971-06-30 | Date check - OK |  |  | 59.84% | 671 | metres | 1149.9356 | 771606.7842 | 461724.8455 | 100%
1971 | Gravity mains | 58906 | Vardys Road Carrier Section 1 | 1971-06-30 | Date check - OK |  |  | 59.84% | 164 | metres | 1024.3398 | 167991.7259 | 100525.2355 | 100%
1971 | Gravity mains | 46308 | Marayong Carrier | 1971-06-30 | Date check - OK |  |  | 59.84% | 658 | metres | 580.6767 | 382085.267 | 228637.5191 | 100%
1971 | Gravity mains | 46308 | Marayong Carrier | 1971-06-30 | Date check - OK |  |  | 59.84% | 134 | metres | 494.2276 | 66226.5036 | 39629.5403 | 100%
1971 | Gravity mains | 36459 | Monash Road Carrier Section 3 | 1971-06-30 | Date check - OK |  |  | 59.84% | 80 | metres | 1024.3398 | 81947.1834 | 49036.7003 | 100%
1971 | Gravity mains | 36459 | Monash Road Carrier Section 3 | 1971-06-30 | Date check - OK |  |  | 59.84% | 658 | metres | 580.6767 | 382085.267 | 228637.5191 | 100%
1971 | Gravity mains | 36496 | Monash Road Carrier Section 4 | 1971-06-30 | Date check - OK |  |  | 59.84% | 178 | metres | 639.3968 | 113812.6327 | 68104.7929 | 100%
1971 | Gravity mains | 36496 | Monash Road Carrier Section 4 | 1971-06-30 | Date check - OK |  |  | 59.84% | 538 | metres | 685.068 | 368566.5915 | 220548.0253 | 100%
1971 | Gravity mains | 46607 | Monash Road Carrier Extension | 1971-06-30 | Date check - OK |  |  | 59.84% | 80 | metres | 624.7168 | 49977.3427 | 29906.1404 | 100%
1971 | Gravity mains | 46311 | Public School Carrier - parallel to Sunnyholt Rd | 1971-06-30 | Date check - OK |  |  | 59.84% | 396 | metres | 567.6278 | 224780.6021 | 134507.3565 | 100%
1971 | Gravity mains | 36495 | Western Crescent Carrier Section 3 | 1971-06-30 | Date check - OK |  |  | 59.84% | 511 | metres | 639.3968 | 326731.7715 | 195514.3213 | 100%
1971 | Gravity mains | 36518 | Western Crescent Carrier Section 4 | 1971-06-30 | Date check - OK |  |  | 59.84% | 345.826 | metres | 709.5347 | 245375.5571 | 146831.2533 | 100%
1971 | Gravity mains | 36518 | Western Crescent Carrier Section 4 | 1971-06-30 | Date check - OK |  |  | 59.84% | 287.304 | metres | 751.9437 | 216036.4331 | 129274.8985 | 100%
1971 | Gravity mains | 89164 | Forge St Branch | 1971-06-30 | Date check - OK |  |  | 59.84% | 418 | metres | 685.068 | 286358.4298 | 171355.1572 | 100%
1972 | Gravity mains | 58966 | Vardys Road Carrier Section 2 | 1972-06-30 | Date check - OK |  |  | 59.84% | 287 | metres | 1024.3398 | 293985.5204 | 175919.1621 | 100%
1972 | Gravity mains | 58966 | Vardys Road Carrier Section 2 | 1972-06-30 | Date check - OK |  |  | 59.84% | 462 | metres | 580.6767 | 268272.6343 | 160532.7262 | 100%
1972 | Gravity mains | 59008 | Garden Street Carrier | 1972-06-30 | Date check - OK |  |  | 59.84% | 484 | metres | 567.6278 | 274731.847 | 164397.8801 | 100%
1973 | Gravity mains | 36521 | Doonside Carrier Section 1 | 1973-06-30 | Date check - OK |  |  | 59.84% | 2072 | metres | 2296.609 | 4758573.7674 | 2847501.8398 | 100%
1973 | Gravity mains | 36604 | Harvey Road Carrier | 1973-06-30 | Date check - OK |  |  | 59.84% | 1300 | metres | 1008.0286 | 1310437.2439 | 784157.7425 | 100%
1973 | Gravity mains | 36604 | Harvey Road Carrier | 1973-06-30 | Date check - OK |  |  | 59.84% | 60 | metres | 833.4994 | 50009.965 | 29925.6614 | 100%
1973 | Gravity mains | 36604 | Harvey Road Carrier | 1973-06-30 | Date check - OK |  |  | 59.84% | 415 | metres | 580.6767 | 240980.8295 | 144201.4748 | 100%
1973 | Gravity mains | 46912 | Western Crescent Carrier | 1973-06-30 | Date check - OK |  |  | 59.84% | 447 | metres | 624.7168 | 279248.4025 | 167100.5597 | 100%
1973 | Gravity mains | 46913 | Western Crescent Carrier | 1973-06-30 | Date check - OK |  |  | 59.84% | 305 | metres | 567.6278 | 173126.4738 | 103597.8377 | 100%
1974 | Gravity mains | 47284 | Breakfast Creek Submain Extension | 1974-06-30 | Date check - OK |  |  | 59.84% | 68 | metres | 5653.4422 | 384434.0716 | 230043.0296 | 100%
1974 | Gravity mains | 36522 | Doonside Carrier Section 2 - Railway crossing | 1974-06-30 | Date check - OK |  |  | 59.84% | 72 | metres | 2644.0363 | 190370.6144 | 113916.6274 | 100%
1974 | Gravity mains | 36522 | Doonside Carrier Section 2 | 1974-06-30 | Date check - OK |  |  | 59.84% | 1375 | metres | 2296.609 | 3157837.3215 | 1889630.8058 | 100%
1974 | Gravity mains | 59106 | Nellie Stewart Drive Carrier | 1974-06-30 | Date check - OK |  |  | 59.84% | 455 | metres | 580.6767 | 264207.8974 | 158100.4122 | 100%
1974 | Gravity mains | 59106 | Nellie Stewart Drive Carrier | 1974-06-30 | Date check - OK |  |  | 59.84% | 627.46 | metres | 624.7168 | 391984.7934 | 234561.336 | 100%
1974 | Gravity mains | 36705 | Nyleta Street Carrier Section 1 | 1974-06-30 | Date check - OK |  |  | 59.84% | 449 | metres | 1008.0286 | 452604.8635 | 270836.0203 | 100%
1974 | Gravity mains | 36705 | Nyleta Street Carrier Section 1 | 1974-06-30 | Date check - OK |  |  | 59.84% | 748.37 | metres | 887.3262 | 664048.3005 | 397362.4976 | 100%
1974 | Gravity mains | 36705 | Nyleta Street Carrier Section 1 | 1974-06-30 | Date check - OK |  |  | 59.84% | 161.24 | metres | 580.6767 | 93628.3107 | 56026.6164 | 100%
1974 | Gravity mains | 36705 | Nyleta Street Carrier Section 1 - Vent line | 1974-06-30 | Date check - OK |  |  | 59.84% | 6 | metres | 567.6278 | 3405.7667 | 2037.9902 | 100%
1974 | Gravity mains | 36519 | Quakers Hill Carrier Section 1 | 1974-06-30 | Date check - OK |  |  | 59.84% | 177 | metres | 2644.0363 | 467994.4271 | 280045.0423 | 100%
1974 | Gravity mains | 36519 | Quakers Hill Carrier Section 1 | 1974-06-30 | Date check - OK |  |  | 59.84% | 547 | metres | 2296.609 | 1256245.1017 | 751729.4915 | 100%
1974 | Gravity mains | 36519 | Quakers Hill Carrier Section 1 | 1974-06-30 | Date check - OK |  |  | 59.84% | 322 | metres | 1764.8657 | 568286.7532 | 340059.3653 | 100%
1974 | Gravity mains | 36519 | Quakers Hill Carrier Section 1 - Tunnel 990 x 660 square | 1974-06-30 | Date check - OK |  |  | 59.84% | 443.58 | metres | 2663.6097 | 1181523.9831 | 707016.8248 | 100%
1974 | Gravity mains | 36591 | Quakers Hill Carrier Section 2 | 1974-06-30 | Date check - OK |  |  | 59.84% | 253 | metres | 2296.609 | 581042.0672 | 347692.0683 | 100%
1974 | Gravity mains | 59052 | Arnott Road Branch | 1974-06-30 | Date check - OK |  |  | 59.84% | 253 | metres | 567.6278 | 143609.8291 | 18905.7562 | 22%
1974 | Gravity mains | 59045 | Benalla Crescent Branch | 1974-06-30 | Date check - OK |  |  | 59.84% | 237 | metres | 567.6278 | 134527.7846 | 17710.1353 | 22%
1974 | Gravity mains | 59174 | Lovegrove Road Carrier | 1974-06-30 | Date check - OK |  |  | 59.84% | 98.389 | metres | 639.3968 | 62909.613 | 37644.733 | 100%
1974 | Gravity mains | 59174 | Lovegrove Road Carrier | 1974-06-30 | Date check - OK |  |  | 59.84% | 576 | metres | 685.068 | 394599.176 | 35418.865 | 15%
1974 | Gravity mains | 52862 | Tattersalls Road Carrier | 1974-06-30 | Date check - OK |  |  | 59.84% | 346 | metres | 685.068 | 237033.5328 | 21275.9154 | 15%
1975 | Gravity mains | 36792 | Breakfast Creek Submain Extension to SPS 259 | 1975-06-30 | Date check - OK |  |  | 59.84% | 258 | metres | 5653.4422 | 1458588.0952 | 872810.3183 | 100%
1975 | Gravity mains | 36792 | Breakfast Creek Submain Extension to SPS 259 | 1975-06-30 | Date check - OK |  |  | 59.84% | 41 | metres | 2999.6192 | 122984.3885 | 73593.1163 | 100%
1975 | Gravity mains | 59182 | Harvey Road Carrier | 1975-06-30 | Date check - OK |  |  | 59.84% | 242 | metres | 494.2276 | 119603.0886 | 25049.4184 | 35%
1975 | Gravity mains | 59193 | Tattersalls Rd Carrier | 1975-06-30 | Date check - OK |  |  | 59.84% | 295 | metres | 624.7168 | 184291.4513 | 19850.2007 | 18%
1976 | Gravity mains | 36793 | Eastern Creek Carrier Section 2 | 1976-06-30 | Date check - OK |  |  | 59.84% | 55 | metres | 5653.4422 | 310939.3226 | 186064.2151 | 100%
1976 | Gravity mains | 36793 | Eastern Creek Carrier Section 2 | 1976-06-30 | Date check - OK |  |  | 59.84% | 300 | metres | 3953.8211 | 1186146.3328 | 709782.811 | 100%
1976 | Gravity mains | 36793 | Eastern Creek Carrier Section 2 | 1976-06-30 | Date check - OK |  |  | 59.84% | 1555.9 | metres | 2926.2191 | 4552904.2794 | 2724430.4587 | 100%
1976 | Gravity mains | 36793 | Eastern Creek Carrier Section 2 | 1976-06-30 | Date check - OK |  |  | 59.84% | 1762 | metres | 2378.1647 | 4190326.161 | 2507465.8996 | 100%
1976 | Gravity mains | 36793 | Eastern Creek Carrier Section 2 | 1976-06-30 | Date check - OK |  |  | 59.84% | 299 | metres | 1861.1014 | 556469.3299 | 332987.8905 | 100%
1976 | Gravity mains | 36875 | Rosenthal Street Carrier Section 1 | 1976-06-30 | Date check - OK |  |  | 59.84% | 432 | metres | 1024.3398 | 442514.7903 | 264798.1814 | 100%
1976 | Gravity mains | 36875 | Rosenthal Street Carrier Section 1 | 1976-06-30 | Date check - OK |  |  | 59.84% | 547 | metres | 709.5347 | 388115.4966 | 232245.9722 | 100%
1976 | Gravity mains | 36875 | Rosenthal Street Carrier Section 1 | 1976-06-30 | Date check - OK |  |  | 59.84% | 184 | metres | 685.068 | 126052.5146 | 75429.0644 | 100%
1976 | Gravity mains | 36964 | Rosenthal Street Carrier | 1976-06-30 | Date check - OK |  |  | 59.84% | 109 | metres | 833.4994 | 90851.4365 | 54364.9516 | 100%
1976 | Gravity mains | 36964 | Rosenthal Street Carrier | 1976-06-30 | Date check - OK |  |  | 59.84% | 145 | metres | 424.0897 | 61493.0098 | 36797.0462 | 100%
1977 | Gravity mains | 36965 | Glendenning Road Carrier | 1977-06-30 | Date check - OK |  |  | 59.84% | 885 | metres | 639.3968 | 565866.1795 | 338610.9087 | 100%
1977 | Gravity mains | 36965 | Glendenning Road Carrier | 1977-06-30 | Date check - OK |  |  | 59.84% | 273 | metres | 624.7168 | 170547.6821 | 102054.7043 | 100%
1977 | Gravity mains | 37019 | Richmond Road Carrier | 1977-06-30 | Date check - OK |  |  | 59.84% | 670 | metres | 1234.7535 | 827284.8714 | 495042.2771 | 100%
1977 | Gravity mains | 37019 | Richmond Road Carrier | 1977-06-30 | Date check - OK |  |  | 59.84% | 339 | metres | 1008.0286 | 341721.7121 | 204484.2113 | 100%
1977 | Gravity mains | 37019 | Richmond Road Carrier - Vent Lines | 1977-06-30 | Date check - OK |  |  | 59.84% | 53 | metres | 567.6278 | 30084.2725 | 18002.2472 | 100%
1977 | Gravity mains | 37021 | Bells Creek Carrier Section 2 | 1977-06-30 | Date check - OK |  |  | 59.84% | 661 | metres | 1149.9356 | 760107.4282 | 454843.7002 | 100%
1977 | Gravity mains | 37021 | Bells Creek Carrier Section 2 | 1977-06-30 | Date check - OK |  |  | 59.84% | 988 | metres | 1024.3398 | 1012047.7148 | 605603.2481 | 100%
1977 | Gravity mains | 59412 | Bowmans Road Branch Carrier | 1977-06-30 | Date check - OK |  |  | 59.84% | 275 | metres | 567.6278 | 156097.6403 | 20549.735 | 22%
1978 | Gravity mains | 36966 | Rooty Hill Carrier Section 1 | 1978-06-30 | Date check - OK |  |  | 59.84% | 118 | metres | 3196.9841 | 377244.1197 | 225740.6058 | 100%
1978 | Gravity mains | 36966 | Rooty Hill Carrier Section 1 | 1978-06-30 | Date check - OK |  |  | 59.84% | 95 | metres | 2378.1647 | 225925.6443 | 135192.5428 | 100%
1978 | Gravity mains | 36966 | Rooty Hill Carrier Section 1 | 1978-06-30 | Date check - OK |  |  | 59.84% | 1646 | metres | 1861.1014 | 3063372.9669 | 1833103.9058 | 100%
1978 | Gravity mains | 37104 | Rooty Hill Carrier Section 2A | 1978-06-30 | Date check - OK |  |  | 59.84% | 104 | metres | 1861.1014 | 193554.5495 | 115821.875 | 100%
1978 | Gravity mains | 37020 | Bells Creek Carrier Section 1 | 1978-06-30 | Date check - OK |  |  | 59.84% | 90 | metres | 2560.8495 | 230476.4533 | 137915.7195 | 100%
1978 | Gravity mains | 37020 | Bells Creek Carrier Section 1 | 1978-06-30 | Date check - OK |  |  | 59.84% | 859 | metres | 1861.1014 | 1598686.1352 | 956644.1404 | 100%
1978 | Gravity mains | 37020 | Bells Creek Carrier Section 1 | 1978-06-30 | Date check - OK |  |  | 59.84% | 832 | metres | 1386.4472 | 1153524.0464 | 690261.8316 | 100%
1978 | Gravity mains | 47998 | Penfold Street Carrier | 1978-06-30 | Date check - OK |  |  | 59.84% | 668 | metres | 567.6278 | 379175.359 | 226896.2478 | 100%
1978 | Gravity mains | 47999 | Bells Creek Carrier | 1978-06-30 | Date check - OK |  |  | 59.84% | 325 | metres | 580.6767 | 188719.9267 | 112928.8658 | 100%
1978 | Gravity mains | 47999 | Bells Creek Carrier | 1978-06-30 | Date check - OK |  |  | 59.84% | 448 | metres | 624.7168 | 279873.1193 | 167474.3865 | 100%
1978 | Gravity mains | 47997 | Devon Street Carrier | 1978-06-30 | Date check - OK |  |  | 59.84% | 300 | metres | 580.6767 | 174203.0093 | 104242.03 | 100%
1978 | Gravity mains | 47997 | Devon Street Carrier | 1978-06-30 | Date check - OK |  |  | 59.84% | 902 | metres | 494.2276 | 445793.3301 | 266760.0398 | 100%
1979 | Gravity mains | 37105 | North Parade Carrier | 1979-06-30 | Date check - OK |  |  | 59.84% | 303 | metres | 580.6767 | 175945.0394 | 105284.4503 | 100%
1979 | Gravity mains | 37105 | North Parade Carrier | 1979-06-30 | Date check - OK |  |  | 59.84% | 485 | metres | 624.7168 | 302987.6403 | 181305.9764 | 100%
1979 | Gravity mains | 48196 | North Parade Carrier | 1979-06-30 | Date check - OK |  |  | 59.84% | 169 | metres | 567.6278 | 95929.0953 | 57403.392 | 100%
1980 | Gravity mains | 37235 | Rooty Hill West Carrier | 1980-06-30 | Date check - OK |  |  | 59.84% | 765 | metres | 639.3968 | 489138.562 | 292697.5651 | 100%
1983 | Gravity mains | 37253 | Cook Road Carrier | 1983-06-30 | Date check - OK |  |  | 59.84% | 371 | metres | 1149.9356 | 426626.1057 | 255290.4883 | 100%
1983 | Gravity mains | 37253 | Cook Road Carrier | 1983-06-30 | Date check - OK |  |  | 59.84% | 237 | metres | 1024.3398 | 242768.5308 | 145271.2245 | 100%
1983 | Gravity mains | A58620 | Cook Road Carrier | 1983-06-30 | Date check - OK |  |  | 59.84% | 308 | metres | 950.9396 | 292889.4116 | 175263.2572 | 100%
1983 | Gravity mains | 37252 | Doonside Carrier Section 3 and Lead-ins | 1983-06-30 | Date check - OK |  |  | 59.84% | 1168 | metres | 2378.1647 | 2777696.3428 | 1662156.7371 | 100%
1983 | Gravity mains | 37170 | Rooty Hill Carrier Section 2B | 1983-06-30 | Date check - OK |  |  | 59.84% | 1320 | metres | 1386.4472 | 1830110.2659 | 1095126.9443 | 100%
1983 | Gravity mains | 37170 | Rooty Hill Carrier Section 2B | 1983-06-30 | Date check - OK |  |  | 59.84% | 420 | metres | 1149.9356 | 482972.9498 | 289008.1 | 100%
1983 | Gravity mains | 59993 | Symonds Road Carrier | 1983-06-30 | Date check - OK |  |  | 59.84% | 572 | metres | 685.068 | 391858.904 | 35172.9007 | 15%
1983 | Gravity mains | A87720 | Bancroft Street Carrier | 1983-06-30 | Date check - OK |  |  | 59.84% | 94 | metres | 751.9437 | 70682.7079 | 5075.5327 | 12%
1984 | Gravity mains | A87493 | Symonds Road Carrier | 1984-06-30 | Date check - OK |  |  | 59.84% | 121 | metres | 567.6278 | 68682.9617 | 9041.8834 | 22%
1984 | Gravity mains | 37566 | Rooty Hill Carrier Section 2C | 1984-06-30 | Date check - OK |  |  | 59.84% | 294 | metres | 1149.9356 | 338081.0649 | 202305.67 | 100%
1984 | Gravity mains | 37566 | Rooty Hill Carrier Section 2C | 1984-06-30 | Date check - OK |  |  | 59.84% | 90 | metres | 468.1298 | 42131.6829 | 25211.3449 | 100%
1984 | Gravity mains | 37566 | Rooty Hill Carrier Section 2C | 1984-06-30 | Date check - OK |  |  | 59.84% | 137 | metres | 494.2276 | 67709.1865 | 40516.7688 | 100%
1984 | Gravity mains | A58613 | Yarramundi Drive Carrier | 1984-06-30 | Date check - OK |  |  | 59.84% | 229 | metres | 520.3255 | 119154.5321 | 10695.203 | 15%
1984 | Gravity mains | A58613 | Yarramundi Drive Carrier | 1984-06-30 | Date check - OK |  |  | 59.84% | 185 | metres | 494.2276 | 91432.1132 | 19149.3488 | 35%
1985 | Gravity mains | 37338 | Bungarribee Creek Carrier Section 1A | 1985-06-30 | Date check - OK |  |  | 59.84% | 1022 | metres | 2210.1599 | 2258783.4201 | 1351642.3741 | 100%
1985 | Gravity mains | 37564 | Eskdale Street Carrier | 1985-06-30 | Date check - OK |  |  | 59.84% | 341 | metres | 709.5347 | 241951.3425 | 144782.224 | 100%
1985 | Gravity mains | 37564 | Eskdale Street Carrier | 1985-06-30 | Date check - OK |  |  | 59.84% | 705 | metres | 685.068 | 482972.9498 | 289008.1 | 100%
1986 | Gravity mains | 37565 | Bungarribee Creek Carrier Section 1B | 1986-06-30 | Date check - OK |  |  | 59.84% | 721 | metres | 2471.1382 | 1781690.6373 | 1066152.9306 | 100%
1986 | Gravity mains | 37565 | Bungarribee Creek Carrier Section 1B | 1986-06-30 | Date check - OK |  |  | 59.84% | 566 | metres | 1764.8657 | 998913.9823 | 597744.1018 | 100%
1986 | Gravity mains | 37565 | Bungarribee Creek Carrier Section 1B | 1986-06-30 | Date check - OK |  |  | 59.84% | 121 | metres | 1386.4472 | 167760.1077 | 100386.6366 | 100%
1986 | Gravity mains | A58713 | Hyatts Road and Winsome Avenue Carrier | 1986-06-30 | Date check - OK |  |  | 59.84% | 682 | metres | 709.5347 | 483902.685 | 20269.5114 | 7%
1986 | Gravity mains | A58713 | Hyatts Road and Winsome Avenue Carrier | 1986-06-30 | Date check - OK |  |  | 59.84% | 230 | metres | 685.068 | 157565.6432 | 14142.9496 | 15%
1986 | Gravity mains | 37293 | Pye Road Carrier | 1986-06-30 | Date check - OK |  |  | 59.84% | 195 | metres | 1074.9043 | 209606.3456 | 125427.1729 | 100%
1986 | Gravity mains | 37293 | Pye Road Carrier | 1986-06-30 | Date check - OK |  |  | 59.84% | 1050 | metres | 1024.3398 | 1075556.7819 | 643606.6908 | 100%
1986 | Gravity mains | 37293 | Pye Road Carrier | 1986-06-30 | Date check - OK |  |  | 59.84% | 21 | metres | 1096.1088 | 23018.2853 | 13774.0031 | 100%
1986 | Gravity mains | 37293 | Pye Road Carrier | 1986-06-30 | Date check - OK |  |  | 59.84% | 531 | metres | 685.068 | 363771.1154 | 217678.4413 | 100%
1986 | Gravity mains | 37292 | Quakers Hill Carrier Section 3 | 1986-06-30 | Date check - OK |  |  | 59.84% | 561 | metres | 1386.4472 | 777796.863 | 465428.9513 | 100%
1986 | Gravity mains | 37292 | Quakers Hill Carrier Section 3 | 1986-06-30 | Date check - OK |  |  | 59.84% | 50 | metres | 1074.9043 | 53745.2168 | 32160.8136 | 100%
1986 | Gravity mains | 37292 | Quakers Hill Carrier Section 3 | 1986-06-30 | Date check - OK |  |  | 59.84% | 809 | metres | 1024.3398 | 828690.892 | 495883.6313 | 100%
1986 | Gravity mains | 37292 | Quakers Hill Carrier Section 3 | 1986-06-30 | Date check - OK |  |  | 59.84% | 306 | metres | 685.068 | 209630.8123 | 125441.8136 | 100%
1987 | Gravity mains | 300168 | Bungarribee Creek Carrier Section 2 | 1987-06-30 | Date check - OK |  |  | 59.84% | 285 | metres | 1456.5851 | 415126.7498 | 248409.3431 | 100%
1987 | Gravity mains | 300168 | Bungarribee Creek Carrier Section 2 | 1987-06-30 | Date check - OK |  |  | 59.84% | 383 | metres | 1149.9356 | 440425.3328 | 263547.8626 | 100%
1987 | Gravity mains | 300168 | Bungarribee Creek Carrier Section 2 | 1987-06-30 | Date check - OK |  |  | 59.84% | 465 | metres | 1024.3398 | 476318.0034 | 285025.8202 | 100%
1987 | Gravity mains | 300168 | Bungarribee Creek Carrier Section 2 | 1987-06-30 | Date check - OK |  |  | 59.84% | 72 | metres | 1096.1088 | 78919.8352 | 47225.1534 | 100%
1987 | Gravity mains | A58808 | Power Street Carrier | 1987-06-30 | Date check - OK |  |  | 59.84% | 262 | metres | 1024.3398 | 268377.0256 | 160595.1933 | 100%
1987 | Gravity mains | A58808 | Power Street Carrier | 1987-06-30 | Date check - OK |  |  | 59.84% | 314 | metres | 709.5347 | 222793.9048 | 133318.5288 | 100%
1987 | Gravity mains | A58808 | Power Street Carrier | 1987-06-30 | Date check - OK |  |  | 59.84% | 201 | metres | 751.9437 | 151140.6839 | 10853.0008 | 12%
1987 | Gravity mains | A89365 | Power Street Carrier | 1987-06-30 | Date check - OK |  |  | 59.84% | 108 | metres | 751.9437 | 81209.9197 | 5831.4631 | 12%
1987 | Gravity mains | 300307 | Walker Street Carrier | 1987-06-30 | Date check - OK |  |  | 59.84% | 605 | metres | 1024.3398 | 619725.5744 | 370840.0456 | 100%
1987 | Gravity mains | 300307 | Walker Street Carrier | 1987-06-30 | Date check - OK |  |  | 59.84% | 308 | metres | 709.5347 | 218536.6965 | 130771.041 | 100%
1987 | Gravity mains | 300307 | Walker Street Carrier | 1987-06-30 | Date check - OK |  |  | 59.84% | 196 | metres | 751.9437 | 147380.9654 | 88191.8807 | 100%
1987 | Gravity mains | A58841 | Plumpton Road Carrier | 1987-06-30 | Date check - OK |  |  | 59.84% | 222 | metres | 1149.9356 | 255285.7021 | 152761.4243 | 100%
1987 | Gravity mains | A58841 | Plumpton Road Carrier | 1987-06-30 | Date check - OK |  |  | 59.84% | 24 | metres | 1024.3398 | 24584.155 | 14711.0101 | 100%
1987 | Gravity mains | A58841 | Plumpton Road Carrier | 1987-06-30 | Date check - OK |  |  | 59.84% | 209 | metres | 709.5347 | 148292.7583 | 88737.4921 | 100%
1987 | Gravity mains | A58841 | Plumpton Road Carrier | 1987-06-30 | Date check - OK |  |  | 59.84% | 244 | metres | 567.6278 | 138501.1791 | 18233.2194 | 22%
1988 | Gravity mains | A58845 | Power Street East Carrier | 1988-06-30 | Date check - OK |  |  | 59.84% | 382 | metres | 709.5347 | 271042.2664 | 162190.0573 | 100%
1988 | Gravity mains | A89723 | Power Street East Carrier | 1988-06-30 | Date check - OK |  |  | 59.84% | 19 | metres | 639.3968 | 12148.5394 | 7269.6127 | 100%
1988 | Gravity mains | 302400 | Power Street East Carrier | 1988-06-30 | Date check - OK |  |  | 59.84% | 76 | metres | 624.7168 | 47478.4756 | 5113.95 | 18%
1988 | Gravity mains | A58869 | Reservoir Road Carrier | 1988-06-30 | Date check - OK |  |  | 59.84% | 104 | metres | 639.3968 | 66497.2686 | 39791.5644 | 100%
1988 | Gravity mains | A58869 | Reservoir Road Carrier | 1988-06-30 | Date check - OK |  |  | 59.84% | 476 | metres | 494.2276 | 235252.356 | 49270.7568 | 35%
1989 | Gravity mains | A88061 | Colebee Cres and Buckwell Drive Carriers | 1989-06-30 | Date check - OK |  |  | 59.84% | 380 | metres | 567.6278 | 215698.5575 | 28395.9975 | 22%
1989 | Gravity mains | A88075 | Colebee Cres and Buckwell Drive Carriers | 1989-06-30 | Date check - OK |  |  | 59.84% | 201 | metres | 1024.3398 | 205892.2983 | 123204.7094 | 100%
1989 | Gravity mains | A88075 | Colebee Cres and Buckwell Drive Carriers | 1989-06-30 | Date check - OK |  |  | 59.84% | 95 | metres | 639.3968 | 60742.6972 | 3271.3257 | 9%
1989 | Gravity mains | 302230 | Walters Road Carrier Lead in | 1989-06-30 | Date check - OK |  |  | 59.84% | 364 | metres | 887.3262 | 322986.733 | 193273.3128 | 100%
1989 | Gravity mains | 302230 | Walters Road Carrier Lead in | 1989-06-30 | Date check - OK |  |  | 59.84% | 312 | metres | 468.1298 | 146056.5006 | 87399.329 | 100%
1989 | Gravity mains | 302230 | Walters Road Carrier Lead in | 1989-06-30 | Date check - OK |  |  | 59.84% | 137 | metres | 567.6278 | 77765.0063 | 10237.5044 | 22%
1990 | Gravity mains | 302665 | Doonside Rd Carrier Lead-in | 1990-06-30 | Date check - OK |  |  | 59.84% | 264 | metres | 1149.9356 | 303582.997 | 181662.2343 | 100%
1990 | Gravity mains | 302665 | Doonside Rd Carrier Lead-in | 1990-06-30 | Date check - OK |  |  | 59.84% | 963 | metres | 887.3262 | 854495.1205 | 511324.726 | 100%
1990 | Gravity mains | 302665 | Doonside Rd Carrier Lead-in | 1990-06-30 | Date check - OK |  |  | 59.84% | 392 | metres | 520.3255 | 203967.5834 | 18307.9457 | 15%
1990 | Gravity mains | 302665 | Doonside Rd Carrier Lead-in | 1990-06-30 | Date check - OK |  |  | 59.84% | 70 | metres | 685.068 | 47954.761 | 4304.376 | 15%
1990 | Gravity mains | 302627 | Power Street Carrier | 1990-06-30 | Date check - OK |  |  | 59.84% | 69 | metres | 685.068 | 47269.693 | 4242.8849 | 15%
1990 | Gravity mains | 307058 | Arndell Park Carrier | 1990-06-30 | Date check - OK |  |  | 59.84% | 882 | metres | 580.6767 | 512156.8472 | 306471.5682 | 100%
1990 | Gravity mains | 307058 | Arndell Park Carrier | 1990-06-30 | Date check - OK |  |  | 59.84% | 449 | metres | 567.6278 | 254864.8746 | 33552.1128 | 22%
1991 | Gravity mains | 306940 | Huntingwood Carrier | 1991-06-30 | Date check - OK |  |  | 59.84% | 620 | metres | 1024.3398 | 635090.6712 | 380034.4269 | 100%
1991 | Gravity mains | 306940 | Huntingwood Carrier | 1991-06-30 | Date check - OK |  |  | 59.84% | 224 | metres | 520.3255 | 116552.9048 | 69744.5552 | 100%
1991 | Gravity mains | 306940 | Huntingwood Carrier | 1991-06-30 | Date check - OK |  |  | 59.84% | 446 | metres | 567.6278 | 253161.9912 | 33327.9339 | 22%
1992 | Gravity mains | 309648 | Claybrook Dr Carrier Lead-in Part 1 | 1992-06-30 | Date check - OK |  |  | 59.84% | 627 | metres | 1386.4472 | 869302.3763 | 350604.8912 | 67.4%
1992 | Gravity mains | 309569 | Claybrook Dr Carrier Lead-in Part 2 | 1992-06-30 | Date check - OK |  |  | 59.84% | 756 | metres | 1456.5851 | 1101178.3257 | 444124.5274 | 67.4%
1994 | Gravity mains | 360027 | Claybrook Dr Carrier Extension | 1994-06-30 | Date check - OK |  |  | 59.84% | 292 | metres | 1456.5851 | 425322.8454 | 183247.6502 | 72%
1994 | Gravity mains | 360025 | Lakewood Dr Carrier Lead-in Part 1 | 1994-06-30 | Date check - OK |  |  | 59.84% | 202.5 | metres | 1224.9669 | 248055.7878 | 106873.2628 | 72%
1995 | Gravity mains | 360240 | Huntley Dr Carrier | 1995-06-30 | Date check - OK |  |  | 59.84% | 328.94 | metres | 624.7168 | 205494.339 | 122966.573 | 100%
1995 | Gravity mains | 360239 | Walters Road Carrier Extension Part 1 | 1995-06-30 | Date check - OK |  |  | 59.84% | 182.2 | metres | 685.068 | 124819.3921 | 74691.1714 | 100%
1995 | Gravity mains | 360255 | Farnham Rd Carrier upsized from 225 | 1995-06-30 | Date check - OK |  |  | 59.84% | 45.1 | metres | 567.6278 | 25600.013 | 1685.0783 | 11%
1995 | Gravity mains | 360322 | Eucumbene Dr Carrier - Richmond Rd crossing | 1995-06-30 | Date check - OK |  |  | 59.84% | 48.54 | metres | 567.6278 | 27552.6526 | 16487.3411 | 100%
[5 empty] | - |  |  | 59.84%
1973 | Rising mains | 47172 | SPS421 Rising Main | 1973-06-30 | Date check - OK |  |  | 59.84% | 290 | metres | 285.445 | 82779.0517 | 49534.4852 | 100%
1976 | Rising mains | 36964 | SPS393 Rising Main | 1976-06-30 | Date check - OK |  |  | 59.84% | 342 | metres | 546.4233 | 186876.7675 | 111825.9305 | 100%
1977 | Rising mains | 37018 | SPS394 Rising Main | 1977-06-30 | Date check - OK |  |  | 59.84% | 1010 | metres | 546.4233 | 551887.5298 | 330246.169 | 100%
1979 | Rising mains | 47998 | SPS395 Rising Main | 1979-06-30 | Date check - OK |  |  | 59.84% | 700 | metres | 349.0585 | 244340.925 | 146212.1357 | 100%
1987 | Rising mains | 300517 | SPS473 Rising Main | 1987-06-30 | Date check - OK |  |  | 59.84% | 520 | metres | 399.623 | 207803.9642 | 124348.6388 | 100%
[5 empty] | - |  |  | 59.84%
1974 | SPS | 36628 | Clarence St, Doonside | 1974-06-30 | Date check - OK |  |  | 59.84% | 1 | pumping station | 203711.4984 | 203711.4984 | 121899.7319 | 100%
1976 | SPS | 47410 | Perigee Cl, Doonside | 1976-06-30 | Date check - OK |  |  | 59.84% | 1 | pumping station | 596469.1464 | 596469.1464 | 356923.5394 | 100%
1977 | SPS | 35876 | Richmond Rd, Dean Park | 1977-06-30 | Date check - OK |  |  | 59.84% | 1 | pumping station | 1182159.8894 | 1182159.8894 | 707397.3473 | 100%
1979 | SPS |  | Rooty Hill Rd South, Eastern Creek | 1979-06-30 | Date check - OK |  |  | 59.84% | 1 | pumping station | 389754.7665 | 389754.7665 | 233226.9014 | 100%
1991 | SPS | 37294 | Manorhouse Bvd, Quakers Hill | 1991-06-30 | Date check - OK |  |  | 59.84% | 1 | pumping station | 334631.2581 | 334631.2581 | 200241.3264 | 100%
59.84%
59.84%
59.84%
59.84%
59.84%
59.84%
59.84%
59.84%
59.84%
59.84%
59.84%
59.84%
59.84%
59.84%
59.84%
59.84%
59.84%
59.84%
59.84%
59.84%
59.84%
59.84%
59.84%
59.84%
59.84%
59.84%
59.84%
59.84%
59.84%
59.84%
59.84%
59.84%
59.84%
59.84%
59.84%
59.84%
59.84%
59.84%
59.84%
59.84%
59.84%
59.84%
59.84%
59.84%
59.84%
59.84%
59.84%
59.84%
59.84%
59.84%
59.84%
59.84%
59.84%
59.84%
59.84%
59.84%
59.84%
59.84%
59.84%
59.84%
59.84%
59.84%
59.84%
59.84%
59.84%
59.84%
59.84%
59.84%
59.84%
59.84%
59.84%
59.84%
59.84%
59.84%
59.84%
59.84%
59.84%
59.84%
59.84%
59.84%
59.84%
59.84%
59.84%
59.84%
59.84%
59.84%
59.84%
59.84%
59.84%
59.84%
59.84%
59.84%
59.84%
59.84%
59.84%
59.84%
59.84%
59.84%
59.84%
59.84%
59.84%
59.84%
59.84%
59.84%
59.84%
59.84%
59.84%
59.84%
59.84%
59.84%
59.84%
59.84%
59.84%
59.84%
59.84%
59.84%
59.84%
59.84%
59.84%
59.84%
59.84%
59.84%
59.84%
59.84%
59.84%
59.84%
59.84%
59.84%
59.84%
59.84%
59.84%
59.84%
59.84%
59.84%
59.84%
59.84%
59.84%
59.84%
59.84%
59.84%
59.84%
59.84%
59.84%
59.84%
59.84%
59.84%
59.84%
59.84%
59.84%
59.84%
59.84%
59.84%
59.84%
59.84%
59.84%
59.84%
59.84%
59.84%
59.84%
59.84%
59.84%
59.84%
59.84%
59.84%
59.84%
59.84%
59.84%
59.84%
59.84%
59.84%
59.84%
59.84%
59.84%
59.84%
59.84%
59.84%
59.84%
59.84%
59.84%
59.84%
59.84%
59.84%
59.84%
59.84%
59.84%
59.84%
59.84%
59.84%
59.84%
59.84%
59.84%
59.84%
59.84%
59.84%
59.84%
59.84%
59.84%
59.84%
59.84%
59.84%
59.84%
59.84%
59.84%
59.84%
59.84%
59.84%
59.84%
59.84%
59.84%
59.84%
59.84%
59.84%
59.84%
59.84%
59.84%
59.84%
59.84%
59.84%
59.84%
59.84%
59.84%
59.84%
59.84%
59.84%
59.84%
59.84%
59.84%
59.84%
59.84%
59.84%
59.84%
59.84%
59.84%
59.84%
59.84%
59.84%
59.84%
59.84%
59.84%
59.84%
59.84%
59.84%
59.84%
59.84%
59.84%
59.84%
59.84%
59.84%
59.84%
59.84%
59.84%
59.84%
59.84%
59.84%
59.84%
59.84%
59.84%
59.84%
59.84%
59.84%
59.84%
59.84%
59.84%
59.84%
59.84%
59.84%
59.84%
59.84%
59.84%
59.84%
59.84%
59.84%
59.84%
59.84%
59.84%
59.84%
59.84%
59.84%
59.84%
59.84%
59.84%
59.84%
59.84%
59.84%
59.84%
59.84%
59.84%
59.84%
59.84%
59.84%
59.84%
59.84%
59.84%
59.84%
59.84%
59.84%
59.84%
59.84%
59.84%
59.84%
59.84%
59.84%
59.84%
59.84%
59.84%
59.84%
59.84%
103173609.3699
Note on C21: Greg McLennan: Eg, name or identification number.
Note on D21: Greg McLennan: Address nexus to DSP, eg, mains pipe required to transport water from point 'A' to point 'B' to facilitate water distribution in region '1', '2', and '3'.
Note on I21: Greg McLennan: This is not the capacity of the asset in ETs, but the number of ETs which the asset will service. The intention is to apportion the cost of the asset over the ETs which will receive a service from the asset.

## Post-1996 commissioned assets
POST-1996 COMMISSIONED ASSETS WITH A NEXUS TO THE SERVICE FOR WHICH THE MAXIMUM PRICE IS BEING CALCULATED
Consideration must be given to the principles regarding asset exclusions presented on the 'Asset exclusions' worksheet before they are entered into the register.
|  | Hyperlink to the 'Asset exclusions' worksheet: |  | Asset exclusions'!A1
Where this template is being used to calculate the maximum price for connecting to a Recycled Water System, refer to the following provisions of the Recycled Water Developer Charges Determination:
(a) Schedule 1, clause 2 (where the Recycled Water System is a Least Cost Servicing Solution); and
(b) Schedule 2, clause 2.2 (where the Recycled Water System is not a Least Cost Servicing Solution).
These provisions may affect the calculation of the capital charge.
Date range for assets
|  | Start date |  | 1996-01-01 |  | check |  |  | Total in this file
|  | End date |  | 2021-06-30 |  | Gravity mains | 140731685.5628 |  | 302928637.5603
[6 empty] | Rising mains | 58819834.0594 |  | 62424955.5495
|  | Register of post-1996 commissioned assets |  |  |  | SPS | 81071597.6036 |  | 87687053.1162
[6 empty] | STP | 217350709.882 |  | 217350709.882
|  | General inputs |  |  |  | Service potential inputs |  |  | Asset value inputs
|  | Identifier | Description | Date commissioned | Financial year of commissioning | DSP areas serviced by asset | Expected system-wide ETs to be serviced by this asset | Proportion of asset cost to be recovered via this DSP | Number of units or length of asset (A) | Unit of measure in (A) | MEERA value per unit/measure of length (B) ($ as at 1 July 2020) | Total MEERA value (A x B) ($, $2020-21) | MEERA value to be recovered via DSP ($, $2020-21) | % Growth
2004 | Gravity mains | CASE 59855WW | Harris St Reticulation Sewer | 2004-06-30 | 2003-04 | Asset utilisation |  | 76.38% | 10.3132 | metres | 634.5945 | 6544.691 | 1499.6997 | 30%
2004 | Gravity mains | CASE 59855WW | Harris St Reticulation Sewer | 2004-06-30 | 2003-04 |  |  | 76.38% | 3 | metres | 827.872 | 2483.6159 | 569.1144 | 30%
2004 | Gravity mains | PRO 10004545 | Extending from Mamre Rd Carrier along Erskine Park Rd | 2004-06-30 | 2003-04 |  |  | 76.38% | 141 | metres | 3860.7181 | 544361.2583 | 415796.7831 | 100%
2004 | Gravity mains | PRO 10004545 | Extending from Mamre Rd Carrier along Erskine Park Rd | 2004-06-30 | 2003-04 |  |  | 76.38% | 302 | metres | 4957.568 | 1497185.5298 | 1143587.861 | 100%
2004 | Gravity mains | PRO 10004545 | Extending from Mamre Rd Carrier along Erskine Park Rd | 2004-06-30 | 2003-04 |  |  | 76.38% | 93 | metres | 5018.7725 | 466745.8446 | 356512.1833 | 100%
2004 | Gravity mains | PRO 10004545 | Extending from Mamre Rd Carrier along Erskine Park Rd | 2004-06-30 | 2003-04 |  |  | 76.38% | 69 | metres | 2641.4592 | 182260.6863 | 139215.2838 | 100%
2004 | Gravity mains | PRO 10004545 | Extending from Mamre Rd Carrier along Erskine Park Rd | 2004-06-30 | 2003-04 |  |  | 76.38% | 123 | metres | 5577.6666 | 686052.9965 | 524024.4868 | 100%
2004 | Gravity mains | WO 47412 | Beams Ave Reticulation Sewer | 2004-06-30 | 2003-04 |  |  | 76.38% | 17.9891 | metres | 827.872 | 14892.6638 | 11375.3902 | 100%
2002 | Gravity mains | PRO 3003138 | Meacher St Reticulation main | 2002-06-30 | 2001-02 |  |  | 76.38% | 32.1928 | metres | 771.4994 | 24836.7349 | 10244.2974 | 54%
2002 | Gravity mains | PRO 3002113 | Lemongrove Rd Reticulation main | 2002-06-30 | 2001-02 |  |  | 76.38% | 40 | metres | 563.7261 | 22549.0421 | 3961.4105 | 23%
2002 | Gravity mains | PRO 3002113 | Lemongrove Rd Reticulation main | 2002-06-30 | 2001-02 |  |  | 76.38% | 15.4539 | metres | 563.7261 | 8711.7702 | 1530.4818 | 23%
2002 | Gravity mains | PRO 3002699 | Sewer Relocation Due to development | 2002-06-30 | 2001-02 |  |  | 76.38% | 60 | metres | 971.2195 | 58273.1675 | 4896.1558 | 11%
2002 | Gravity mains | PRO 3002699 | Sewer Relocation Due to development | 2002-06-30 | 2001-02 |  |  | 76.38% | 59 | metres | 1066.2476 | 62908.6063 | 5285.6289 | 11%
2002 | Gravity mains | PRO 3002699 | Carrington Rd Reticulation main | 2002-06-30 | 2001-02 |  |  | 76.38% | 59 | metres | 893.9085 | 52740.5989 | 4431.3052 | 11%
2002 | Gravity mains | PRO 3002699 | Carrington Rd Reticulation main | 2002-06-30 | 2001-02 |  |  | 76.38% | 12.3954 | metres | 563.7261 | 6987.6218 | 587.1053 | 11%
2002 | Gravity mains | PRO 3002699 | Carrington Rd Reticulation main | 2002-06-30 | 2001-02 |  |  | 76.38% | 61 | metres | 864.9168 | 52759.9267 | 4432.9291 | 11%
42399 | Gravity mains | CASE143886WW | Section 73 | 2016-01-30 | 2015-16 |  |  | 76.38% | 102.8209 | metres | 3875.3912 | 398471.2667 | 283793.1841 | 93.24%
42399 | Gravity mains | CASE143886WW | Section 73 | 2016-01-30 | 2015-16 |  |  | 76.38% | 117.4913 | metres | 3875.3912 | 455324.5636 | 324284.3801 | 93.24%
42399 | Gravity mains | CASE143886WW | Section 73 | 2016-01-30 | 2015-16 |  |  | 76.38% | 50.8654 | metres | 1162.6195 | 59137.0599 | 42117.7032 | 93.24%
42399 | Gravity mains | CASE143886WW | Section 73 | 2016-01-30 | 2015-16 |  |  | 76.38% | 87.2575 | metres | 3875.3912 | 338156.995 | 240837.0649 | 93.24%
42399 | Gravity mains | CASE143886WW | Section 73 | 2016-01-30 | 2015-16 |  |  | 76.38% | 80.9891 | metres | 3875.3912 | 313864.2733 | 223535.6698 | 93.24%
42399 | Gravity mains | CASE143886WW | Section 73 | 2016-01-30 | 2015-16 |  |  | 76.38% | 11.8368 | metres | 3875.3912 | 45872.2168 | 32670.4171 | 93.24%
42399 | Gravity mains | CASE143886WW | Section 73 | 2016-01-30 | 2015-16 |  |  | 76.38% | 79.9105 | metres | 1162.6195 | 92905.518 | 66167.7641 | 93.24%
42399 | Gravity mains | CASE143886WW | Section 73 | 2016-01-30 | 2015-16 |  |  | 76.38% | 31.2925 | metres | 1162.6195 | 36381.2779 | 25910.924 | 93.24%
42352 | Gravity mains | PRO20026482 | Unknown | 2015-12-14 | 2015-16 |  |  | 76.38% | 17.9879 | metres | 812.2293 | 14610.2641 | 11159.6861 | 100%
42352 | Gravity mains | PRO20026482 | Unknown | 2015-12-14 | 2015-16 |  |  | 76.38% | 9.3289 | metres | 1361.4566 | 12700.912 | 9701.2752 | 100%
42352 | Gravity mains | PRO20026482 | Unknown | 2015-12-14 | 2015-16 |  |  | 76.38% | 6.5998 | metres | 1361.4566 | 8985.3396 | 6863.2278 | 100%
42352 | Gravity mains | PRO20026482 | Unknown | 2015-12-14 | 2015-16 |  |  | 76.38% | 2.5946 | metres | 1361.4566 | 3532.4489 | 2698.173 | 100%
42399 | Gravity mains | CASE143886WW | Section 73 | 2016-01-30 | 2015-16 |  |  | 76.38% | 12.033 | metres | 1162.6195 | 13989.7504 | 9963.5686 | 93.24%
42399 | Gravity mains | CASE143886WW | Section 73 | 2016-01-30 | 2015-16 |  |  | 76.38% | 105.3637 | metres | 3875.3912 | 408325.7146 | 290811.5701 | 93.24%
43501 | Gravity mains | PRO200229163 | Section 73 | 2019-02-05 | 2018-19 |  |  | 76.38% | 7.1486 | metres | 1162.6195 | 8311.1502 | 6348.265 | 100%
43501 | Gravity mains | PRO200229163 | Section 73 | 2019-02-05 | 2018-19 |  |  | 76.38% | 38.1315 | metres | 1162.6195 | 44332.3814 | 33862.1849 | 100%
42230 | Gravity mains | CASE140687WW | Section 73 | 2015-08-14 | 2015-16 |  |  | 76.38% | 38.4741 | metres | 1162.6195 | 44730.7377 | 28458.2653 | 83.29%
42230 | Gravity mains | CASE140687WW | Section 73 | 2015-08-14 | 2015-16 |  |  | 76.38% | 56.577 | metres | 1162.6195 | 65777.5751 | 41848.5313 | 83.29%
42230 | Gravity mains | CASE140687WW | Section 73 | 2015-08-14 | 2015-16 |  |  | 76.38% | 6.1715 | metres | 1162.6195 | 7175.1362 | 4564.9131 | 83.29%
42230 | Gravity mains | CASE140687WW | Section 73 | 2015-08-14 | 2015-16 |  |  | 76.38% | 4.6289 | metres | 3875.3912 | 17938.787 | 11412.8849 | 83.29%
42230 | Gravity mains | CASE140687WW | Section 73 | 2015-08-14 | 2015-16 |  |  | 76.38% | 22.3342 | metres | 3875.3912 | 86553.8424 | 55066.6573 | 83.29%
42230 | Gravity mains | CASE140687WW | Section 73 | 2015-08-14 | 2015-16 |  |  | 76.38% | 39.9942 | metres | 1162.6195 | 46498.0248 | 29582.6358 | 83.29%
42230 | Gravity mains | CASE140687WW | Section 73 | 2015-08-14 | 2015-16 |  |  | 76.38% | 39.4458 | metres | 1162.6195 | 45860.4805 | 29177.022 | 83.29%
42230 | Gravity mains | CASE140687WW | Section 73 | 2015-08-14 | 2015-16 |  |  | 76.38% | 41.9838 | metres | 1162.6195 | 48811.232 | 31054.3277 | 83.29%
42230 | Gravity mains | CASE140687WW | Section 73 | 2015-08-14 | 2015-16 |  |  | 76.38% | 17.3772 | metres | 3875.3912 | 67343.4027 | 42844.7308 | 83.29%
42230 | Gravity mains | CASE140687WW | Section 73 | 2015-08-14 | 2015-16 |  |  | 76.38% | 4.8428 | metres | 1162.6195 | 5630.2908 | 3582.0628 | 83.29%
42230 | Gravity mains | CASE140687WW | Section 73 | 2015-08-14 | 2015-16 |  |  | 76.38% | 4.504 | metres | 1162.6195 | 5236.4156 | 3331.4743 | 83.29%
42230 | Gravity mains | CASE140687WW | Section 73 | 2015-08-14 | 2015-16 |  |  | 76.38% | 24.7722 | metres | 1162.6195 | 28800.6392 | 18323.3336 | 83.29%
42230 | Gravity mains | CASE140687WW | Section 73 | 2015-08-14 | 2015-16 |  |  | 76.38% | 4.7375 | metres | 1162.6195 | 5507.9668 | 3504.2387 | 83.29%
42230 | Gravity mains | CASE140687WW | Section 73 | 2015-08-14 | 2015-16 |  |  | 76.38% | 17.3677 | metres | 3875.3912 | 67306.481 | 42821.2408 | 83.29%
41225 | Gravity mains | CASE119303WW | Section 73 | 2012-11-12 | 2012-13 |  |  | 76.38% | 53.0441 | metres | 1680.8751 | 89160.4428 | 61911.8043 | 90.91%
42230 | Gravity mains | CASE140687WW | Section 73 | 2015-08-14 | 2015-16 |  |  | 76.38% | 180.0415 | metres | 3875.3912 | 697731.1599 | 443905.4537 | 83.29%
42230 | Gravity mains | CASE140687WW | Section 73 | 2015-08-14 | 2015-16 |  |  | 76.38% | 112.2751 | metres | 3875.3912 | 435110.0723 | 276822.5717 | 83.29%
41225 | Gravity mains | CASE119303WW | Section 73 | 2012-11-12 | 2012-13 |  |  | 76.38% | 109.5358 | metres | 1680.8751 | 184116.0588 | 127847.6984 | 90.91%
42230 | Gravity mains | CASE140687WW | Section 73 | 2015-08-14 | 2015-16 |  |  | 76.38% | 8.0268 | metres | 1162.6195 | 9332.1123 | 5937.2087 | 83.29%
42230 | Gravity mains | CASE140687WW | Section 73 | 2015-08-14 | 2015-16 |  |  | 76.38% | 6.7138 | metres | 1361.4566 | 9140.4952 | 5815.2995 | 83.29%
41225 | Gravity mains | CASE119303WW | Section 73 | 2012-11-12 | 2012-13 |  |  | 76.38% | 20.1636 | metres | 1680.8751 | 33892.4127 | 23534.4325 | 90.91%
42399 | Gravity mains | CASE143886WW | Section 73 | 2016-01-30 | 2015-16 |  |  | 76.38% | 119.7565 | metres | 3875.3912 | 464103.4097 | 330536.7172 | 93.24%
42399 | Gravity mains | CASE143886WW | Section 73 | 2016-01-30 | 2015-16 |  |  | 76.38% | 90.8414 | metres | 3875.3912 | 352045.9603 | 250728.854 | 93.24%
42399 | Gravity mains | CASE143886WW | Section 73 | 2016-01-30 | 2015-16 |  |  | 76.38% | 56.633 | metres | 1162.6195 | 65842.628 | 46893.4416 | 93.24%
42399 | Gravity mains | CASE143886WW | Section 73 | 2016-01-30 | 2015-16 |  |  | 76.38% | 92.2407 | metres | 3875.3912 | 357468.7085 | 254590.9617 | 93.24%
42399 | Gravity mains | CASE143886WW | Section 73 | 2016-01-30 | 2015-16 |  |  | 76.38% | 91.248 | metres | 1162.6195 | 106086.7069 | 75555.4713 | 93.24%
42399 | Gravity mains | CASE143886WW | Section 73 | 2016-01-30 | 2015-16 |  |  | 76.38% | 171.1627 | metres | 3875.3912 | 663322.5385 | 472421.5546 | 93.24%
41167 | Gravity mains | CASE125729WW | Section 73 | 2012-09-15 | 2012-13 |  |  | 76.38% | 111.6341 | metres | 1162.6195 | 129787.9316 | 90123.0217 | 90.91%
41183 | Gravity mains | CASE123839WW | Section 73 | 2012-10-01 | 2012-13 |  |  | 76.38% | 75.9323 | metres | 812.2293 | 61674.4454 | 195.2223 | 0.4144%
41254 | Gravity mains | CASE123835WW | Unknown | 2012-12-11 | 2012-13 |  |  | 76.38% | 87.8444 | metres | 812.2293 | 71349.7872 | 4549.4643 | 8.348%
41167 | Gravity mains | CASE125729WW | Section 73 | 2012-09-15 | 2012-13 |  |  | 76.38% | 61.2694 | metres | 3336.402 | 204419.4662 | 141946.1714 | 90.91%
41183 | Gravity mains | CASE123839WW | Section 73 | 2012-10-01 | 2012-13 |  |  | 76.38% | 29.3886 | metres | 812.2293 | 23870.3185 | 75.5583 | 0.4144%
41183 | Gravity mains | CASE123839WW | Section 73 | 2012-10-01 | 2012-13 |  |  | 76.38% | 30.1832 | metres | 812.2293 | 24515.6988 | 77.6012 | 0.4144%
41183 | Gravity mains | CASE123839WW | Section 73 | 2012-10-01 | 2012-13 |  |  | 76.38% | 39.8419 | metres | 812.2293 | 32360.7681 | 102.4337 | 0.4144%
41183 | Gravity mains | CASE123839WW | Section 73 | 2012-10-01 | 2012-13 |  |  | 76.38% | 15.9029 | metres | 812.2293 | 12916.8062 | 40.8864 | 0.4144%
41183 | Gravity mains | CASE123839WW | Section 73 | 2012-10-01 | 2012-13 |  |  | 76.38% | 18.4905 | metres | 812.2293 | 15018.5585 | 47.5393 | 0.4144%
41183 | Gravity mains | CASE123839WW | Section 73 | 2012-10-01 | 2012-13 |  |  | 76.38% | 1.4555 | metres | 812.2293 | 1182.2401 | 3.7422 | 0.4144%
41183 | Gravity mains | CASE123839WW | Section 73 | 2012-10-01 | 2012-13 |  |  | 76.38% | 12.7115 | metres | 812.2293 | 10324.6827 | 32.6814 | 0.4144%
41183 | Gravity mains | CASE123839WW | Section 73 | 2012-10-01 | 2012-13 |  |  | 76.38% | 17.3392 | metres | 812.2293 | 14083.4125 | 44.5792 | 0.4144%
41183 | Gravity mains | CASE123839WW | Section 73 | 2012-10-01 | 2012-13 |  |  | 76.38% | 5.9105 | metres | 812.2293 | 4800.6972 | 15.196 | 0.4144%
41183 | Gravity mains | CASE123839WW | Section 73 | 2012-10-01 | 2012-13 |  |  | 76.38% | 31.6444 | metres | 812.2293 | 25702.5422 | 81.358 | 0.4144%
41183 | Gravity mains | CASE123839WW | Section 73 | 2012-10-01 | 2012-13 |  |  | 76.38% | 25.5791 | metres | 812.2293 | 20776.0628 | 65.7639 | 0.4144%
41183 | Gravity mains | CASE123839WW | Section 73 | 2012-10-01 | 2012-13 |  |  | 76.38% | 27.4845 | metres | 812.2293 | 22323.6968 | 70.6627 | 0.4144%
41183 | Gravity mains | CASE123839WW | Section 73 | 2012-10-01 | 2012-13 |  |  | 76.38% | 43.1913 | metres | 812.2293 | 35081.2467 | 111.045 | 0.4144%
41183 | Gravity mains | CASE123839WW | Section 73 | 2012-10-01 | 2012-13 |  |  | 76.38% | 50.8754 | metres | 812.2293 | 41322.4622 | 130.8008 | 0.4144%
41183 | Gravity mains | CASE123839WW | Section 73 | 2012-10-01 | 2012-13 |  |  | 76.38% | 31.075 | metres | 812.2293 | 25240.0299 | 79.894 | 0.4144%
41183 | Gravity mains | CASE123839WW | Section 73 | 2012-10-01 | 2012-13 |  |  | 76.38% | 22.9369 | metres | 812.2293 | 18630.0307 | 58.9709 | 0.4144%
41183 | Gravity mains | CASE123839WW | Section 73 | 2012-10-01 | 2012-13 |  |  | 76.38% | 5.7789 | metres | 812.2293 | 4693.7973 | 14.8576 | 0.4144%
41183 | Gravity mains | CASE123839WW | Section 73 | 2012-10-01 | 2012-13 |  |  | 76.38% | 12.495 | metres | 812.2293 | 10148.842 | 32.1248 | 0.4144%
41183 | Gravity mains | CASE123839WW | Section 73 | 2012-10-01 | 2012-13 |  |  | 76.38% | 17.7692 | metres | 812.2293 | 14432.6869 | 45.6848 | 0.4144%
41183 | Gravity mains | CASE123839WW | Section 73 | 2012-10-01 | 2012-13 |  |  | 76.38% | 28.2146 | metres | 812.2293 | 22916.713 | 72.5398 | 0.4144%
41183 | Gravity mains | CASE123839WW | Section 73 | 2012-10-01 | 2012-13 |  |  | 76.38% | 5.4316 | metres | 812.2293 | 4411.7035 | 13.9647 | 0.4144%
41183 | Gravity mains | CASE123839WW | Section 73 | 2012-10-01 | 2012-13 |  |  | 76.38% | 5.6951 | metres | 812.2293 | 4625.7352 | 14.6421 | 0.4144%
41183 | Gravity mains | CASE123839WW | Section 73 | 2012-10-01 | 2012-13 |  |  | 76.38% | 17.3705 | metres | 812.2293 | 14108.8291 | 44.6596 | 0.4144%
41183 | Gravity mains | CASE123839WW | Section 73 | 2012-10-01 | 2012-13 |  |  | 76.38% | 32.6839 | metres | 3336.402 | 109046.5702 | 345.1724 | 0.4144%
41183 | Gravity mains | CASE123839WW | Section 73 | 2012-10-01 | 2012-13 |  |  | 76.38% | 30.78 | metres | 812.2293 | 25000.432 | 79.1355 | 0.4144%
41183 | Gravity mains | CASE123839WW | Section 73 | 2012-10-01 | 2012-13 |  |  | 76.38% | 51.5651 | metres | 812.2293 | 41882.7014 | 132.5741 | 0.4144%
41183 | Gravity mains | CASE123839WW | Section 73 | 2012-10-01 | 2012-13 |  |  | 76.38% | 5.0374 | metres | 812.2293 | 4091.4849 | 12.9511 | 0.4144%
41183 | Gravity mains | CASE123839WW | Section 73 | 2012-10-01 | 2012-13 |  |  | 76.38% | 4.2936 | metres | 812.2293 | 3487.4102 | 11.0389 | 0.4144%
41183 | Gravity mains | CASE123839WW | Section 73 | 2012-10-01 | 2012-13 |  |  | 76.38% | 24.5347 | metres | 812.2293 | 19927.7822 | 63.0787 | 0.4144%
41183 | Gravity mains | CASE123839WW | Section 73 | 2012-10-01 | 2012-13 |  |  | 76.38% | 25.8114 | metres | 812.2293 | 20964.7777 | 66.3612 | 0.4144%
41183 | Gravity mains | CASE123839WW | Section 73 | 2012-10-01 | 2012-13 |  |  | 76.38% | 13.9564 | metres | 812.2293 | 11335.757 | 35.8818 | 0.4144%
41183 | Gravity mains | CASE123839WW | Section 73 | 2012-10-01 | 2012-13 |  |  | 76.38% | 17.7865 | metres | 3336.402 | 59343.0772 | 187.8426 | 0.4144%
41183 | Gravity mains | CASE123839WW | Section 73 | 2012-10-01 | 2012-13 |  |  | 76.38% | 4.9971 | metres | 812.2293 | 4058.7982 | 12.8476 | 0.4144%
41183 | Gravity mains | CASE123839WW | Section 73 | 2012-10-01 | 2012-13 |  |  | 76.38% | 28.6236 | metres | 812.2293 | 23248.9569 | 73.5915 | 0.4144%
41183 | Gravity mains | CASE123839WW | Section 73 | 2012-10-01 | 2012-13 |  |  | 76.38% | 18.0525 | metres | 812.2293 | 14662.7975 | 46.4131 | 0.4144%
41183 | Gravity mains | CASE123839WW | Section 73 | 2012-10-01 | 2012-13 |  |  | 76.38% | 14.0383 | metres | 812.2293 | 11402.2908 | 36.0924 | 0.4144%
41183 | Gravity mains | CASE123839WW | Section 73 | 2012-10-01 | 2012-13 |  |  | 76.38% | 23.1907 | metres | 812.2293 | 18836.194 | 59.6235 | 0.4144%
41183 | Gravity mains | CASE123839WW | Section 73 | 2012-10-01 | 2012-13 |  |  | 76.38% | 24.7222 | metres | 812.2293 | 20080.1213 | 63.561 | 0.4144%
41183 | Gravity mains | CASE123839WW | Section 73 | 2012-10-01 | 2012-13 |  |  | 76.38% | 38.5845 | metres | 812.2293 | 31339.4606 | 99.2009 | 0.4144%
41183 | Gravity mains | CASE123839WW | Section 73 | 2012-10-01 | 2012-13 |  |  | 76.38% | 27.5122 | metres | 812.2293 | 22346.2407 | 70.7341 | 0.4144%
41183 | Gravity mains | CASE123839WW | Section 73 | 2012-10-01 | 2012-13 |  |  | 76.38% | 32.619 | metres | 812.2293 | 26494.1059 | 83.8636 | 0.4144%
41183 | Gravity mains | CASE123839WW | Section 73 | 2012-10-01 | 2012-13 |  |  | 76.38% | 13.567 | metres | 812.2293 | 11019.4852 | 34.8807 | 0.4144%
41183 | Gravity mains | CASE123839WW | Section 73 | 2012-10-01 | 2012-13 |  |  | 76.38% | 32.8015 | metres | 812.2293 | 26642.3074 | 84.3327 | 0.4144%
41183 | Gravity mains | CASE123839WW | Section 73 | 2012-10-01 | 2012-13 |  |  | 76.38% | 26.7634 | metres | 812.2293 | 21738.0264 | 68.8088 | 0.4144%
41183 | Gravity mains | CASE123839WW | Section 73 | 2012-10-01 | 2012-13 |  |  | 76.38% | 31.7574 | metres | 812.2293 | 25794.2914 | 81.6484 | 0.4144%
41183 | Gravity mains | CASE123839WW | Section 73 | 2012-10-01 | 2012-13 |  |  | 76.38% | 29.8685 | metres | 812.2293 | 24260.054 | 76.792 | 0.4144%
41183 | Gravity mains | CASE123839WW | Section 73 | 2012-10-01 | 2012-13 |  |  | 76.38% | 50.1541 | metres | 812.2293 | 40736.6121 | 128.9463 | 0.4144%
41183 | Gravity mains | CASE123839WW | Section 73 | 2012-10-01 | 2012-13 |  |  | 76.38% | 46.8664 | metres | 812.2293 | 38066.2276 | 120.4936 | 0.4144%
41183 | Gravity mains | CASE123839WW | Section 73 | 2012-10-01 | 2012-13 |  |  | 76.38% | 14.3405 | metres | 812.2293 | 11647.8046 | 36.8696 | 0.4144%
41183 | Gravity mains | CASE123839WW | Section 73 | 2012-10-01 | 2012-13 |  |  | 76.38% | 17.1992 | metres | 812.2293 | 13969.7279 | 44.2193 | 0.4144%
41183 | Gravity mains | CASE123839WW | Section 73 | 2012-10-01 | 2012-13 |  |  | 76.38% | 36.6451 | metres | 812.2293 | 29764.2193 | 94.2147 | 0.4144%
41254 | Gravity mains | CASE123835WW | Unknown | 2012-12-11 | 2012-13 |  |  | 76.38% | 16.282 | metres | 812.2293 | 13224.722 | 843.2457 | 8.348%
41254 | Gravity mains | CASE123835WW | Unknown | 2012-12-11 | 2012-13 |  |  | 76.38% | 19.8812 | metres | 812.2293 | 16148.1053 | 1029.6489 | 8.348%
41254 | Gravity mains | CASE123835WW | Unknown | 2012-12-11 | 2012-13 |  |  | 76.38% | 61.9182 | metres | 812.2293 | 50291.8033 | 3206.7477 | 8.348%
41254 | Gravity mains | CASE123835WW | Unknown | 2012-12-11 | 2012-13 |  |  | 76.38% | 26.1954 | metres | 812.2293 | 21276.6679 | 1356.6605 | 8.348%
41254 | Gravity mains | CASE123835WW | Unknown | 2012-12-11 | 2012-13 |  |  | 76.38% | 38.5334 | metres | 812.2293 | 31297.9567 | 1995.6463 | 8.348%
41254 | Gravity mains | CASE123835WW | Unknown | 2012-12-11 | 2012-13 |  |  | 76.38% | 13.3828 | metres | 812.2293 | 10869.8813 | 693.0944 | 8.348%
41254 | Gravity mains | CASE123835WW | Unknown | 2012-12-11 | 2012-13 |  |  | 76.38% | 18.1558 | metres | 812.2293 | 14746.643 | 940.2877 | 8.348%
41254 | Gravity mains | CASE123835WW | Unknown | 2012-12-11 | 2012-13 |  |  | 76.38% | 64.6366 | metres | 812.2293 | 52499.7238 | 3347.5309 | 8.348%
41254 | Gravity mains | CASE123835WW | Unknown | 2012-12-11 | 2012-13 |  |  | 76.38% | 15.7983 | metres | 812.2293 | 12831.8252 | 818.1935 | 8.348%
41254 | Gravity mains | CASE123835WW | Unknown | 2012-12-11 | 2012-13 |  |  | 76.38% | 13.1174 | metres | 812.2293 | 10654.321 | 679.3497 | 8.348%
41183 | Gravity mains | CASE123839WW | Section 73 | 2012-10-01 | 2012-13 |  |  | 76.38% | 29.6705 | metres | 3592.3639 | 106587.0538 | 337.3871 | 0.4144%
41183 | Gravity mains | CASE123839WW | Section 73 | 2012-10-01 | 2012-13 |  |  | 76.38% | 33.8395 | metres | 812.2293 | 27485.4681 | 87.0016 | 0.4144%
41183 | Gravity mains | CASE123839WW | Section 73 | 2012-10-01 | 2012-13 |  |  | 76.38% | 53.398 | metres | 812.2293 | 43371.4381 | 137.2865 | 0.4144%
41183 | Gravity mains | CASE123839WW | Section 73 | 2012-10-01 | 2012-13 |  |  | 76.38% | 52.7737 | metres | 812.2293 | 42864.3731 | 135.6815 | 0.4144%
41183 | Gravity mains | CASE123839WW | Section 73 | 2012-10-01 | 2012-13 |  |  | 76.38% | 49.9058 | metres | 812.2293 | 40534.9488 | 128.308 | 0.4144%
41183 | Gravity mains | CASE123839WW | Section 73 | 2012-10-01 | 2012-13 |  |  | 76.38% | 55.5246 | metres | 3336.402 | 185252.252 | 586.3914 | 0.4144%
41183 | Gravity mains | CASE123839WW | Section 73 | 2012-10-01 | 2012-13 |  |  | 76.38% | 35.8968 | metres | 812.2293 | 29156.4713 | 92.2909 | 0.4144%
41183 | Gravity mains | CASE123839WW | Section 73 | 2012-10-01 | 2012-13 |  |  | 76.38% | 44.9231 | metres | 812.2293 | 36487.8567 | 115.4975 | 0.4144%
41183 | Gravity mains | CASE123839WW | Section 73 | 2012-10-01 | 2012-13 |  |  | 76.38% | 13.2503 | metres | 812.2293 | 10762.2832 | 34.0666 | 0.4144%
41183 | Gravity mains | CASE123839WW | Section 73 | 2012-10-01 | 2012-13 |  |  | 76.38% | 44.8126 | metres | 812.2293 | 36398.079 | 115.2133 | 0.4144%
41183 | Gravity mains | CASE123839WW | Section 73 | 2012-10-01 | 2012-13 |  |  | 76.38% | 53.3602 | metres | 812.2293 | 43340.752 | 137.1894 | 0.4144%
41183 | Gravity mains | CASE123839WW | Section 73 | 2012-10-01 | 2012-13 |  |  | 76.38% | 31.6407 | metres | 812.2293 | 25699.4818 | 81.3483 | 0.4144%
41183 | Gravity mains | CASE123839WW | Section 73 | 2012-10-01 | 2012-13 |  |  | 76.38% | 28.915 | metres | 812.2293 | 23485.6059 | 74.3406 | 0.4144%
41183 | Gravity mains | CASE123839WW | Section 73 | 2012-10-01 | 2012-13 |  |  | 76.38% | 48.6114 | metres | 812.2293 | 39483.6189 | 124.9801 | 0.4144%
41183 | Gravity mains | CASE123839WW | Section 73 | 2012-10-01 | 2012-13 |  |  | 76.38% | 50.0349 | metres | 812.2293 | 40639.8486 | 128.64 | 0.4144%
41183 | Gravity mains | CASE123839WW | Section 73 | 2012-10-01 | 2012-13 |  |  | 76.38% | 31.9314 | metres | 3336.402 | 106536.071 | 337.2258 | 0.4144%
41183 | Gravity mains | CASE123839WW | Section 73 | 2012-10-01 | 2012-13 |  |  | 76.38% | 30.2004 | metres | 812.2293 | 24529.6254 | 77.6453 | 0.4144%
41183 | Gravity mains | CASE123839WW | Section 73 | 2012-10-01 | 2012-13 |  |  | 76.38% | 55.0376 | metres | 3592.3639 | 197714.949 | 625.8404 | 0.4144%
41183 | Gravity mains | CASE123839WW | Section 73 | 2012-10-01 | 2012-13 |  |  | 76.38% | 69.4111 | metres | 812.2293 | 56377.6948 | 178.4561 | 0.4144%
41183 | Gravity mains | CASE123839WW | Section 73 | 2012-10-01 | 2012-13 |  |  | 76.38% | 52.0455 | metres | 812.2293 | 42272.8867 | 133.8092 | 0.4144%
41183 | Gravity mains | CASE123839WW | Section 73 | 2012-10-01 | 2012-13 |  |  | 76.38% | 53.9633 | metres | 812.2293 | 43830.5475 | 138.7398 | 0.4144%
41183 | Gravity mains | CASE123839WW | Section 73 | 2012-10-01 | 2012-13 |  |  | 76.38% | 51.7162 | metres | 812.2293 | 42005.3948 | 132.9625 | 0.4144%
41183 | Gravity mains | CASE123839WW | Section 73 | 2012-10-01 | 2012-13 |  |  | 76.38% | 32.9838 | metres | 812.2293 | 26790.4473 | 84.8016 | 0.4144%
41183 | Gravity mains | CASE123839WW | Section 73 | 2012-10-01 | 2012-13 |  |  | 76.38% | 29.3873 | metres | 812.2293 | 23869.2169 | 75.5548 | 0.4144%
41183 | Gravity mains | CASE123839WW | Section 73 | 2012-10-01 | 2012-13 |  |  | 76.38% | 17.5329 | metres | 3336.402 | 58496.8255 | 185.1639 | 0.4144%
41183 | Gravity mains | CASE123839WW | Section 73 | 2012-10-01 | 2012-13 |  |  | 76.38% | 5.6393 | metres | 812.2293 | 4580.3855 | 14.4986 | 0.4144%
41183 | Gravity mains | CASE123839WW | Section 73 | 2012-10-01 | 2012-13 |  |  | 76.38% | 5.4071 | metres | 812.2293 | 4391.7795 | 13.9016 | 0.4144%
41183 | Gravity mains | CASE123839WW | Section 73 | 2012-10-01 | 2012-13 |  |  | 76.38% | 31.1822 | metres | 3336.402 | 104036.1872 | 329.3127 | 0.4144%
41183 | Gravity mains | CASE123839WW | Section 73 | 2012-10-01 | 2012-13 |  |  | 76.38% | 11.9971 | metres | 950.8722 | 11407.6926 | 36.1095 | 0.4144%
41183 | Gravity mains | CASE123839WW | Section 73 | 2012-10-01 | 2012-13 |  |  | 76.38% | 27.2761 | metres | 950.8722 | 25936.0763 | 82.0972 | 0.4144%
41183 | Gravity mains | CASE123839WW | Section 73 | 2012-10-01 | 2012-13 |  |  | 76.38% | 4.8982 | metres | 950.8722 | 4657.5674 | 14.7429 | 0.4144%
41183 | Gravity mains | CASE123839WW | Section 73 | 2012-10-01 | 2012-13 |  |  | 76.38% | 21.431 | metres | 3592.3639 | 76987.7965 | 243.6946 | 0.4144%
41183 | Gravity mains | CASE123839WW | Section 73 | 2012-10-01 | 2012-13 |  |  | 76.38% | 17.4638 | metres | 812.2293 | 14184.6397 | 44.8996 | 0.4144%
41183 | Gravity mains | CASE123839WW | Section 73 | 2012-10-01 | 2012-13 |  |  | 76.38% | 27.7203 | metres | 812.2293 | 22515.2677 | 71.2691 | 0.4144%
41183 | Gravity mains | CASE123839WW | Section 73 | 2012-10-01 | 2012-13 |  |  | 76.38% | 4.8241 | metres | 812.2293 | 3918.2739 | 12.4028 | 0.4144%
41183 | Gravity mains | CASE123839WW | Section 73 | 2012-10-01 | 2012-13 |  |  | 76.38% | 4.8794 | metres | 812.2293 | 3963.2202 | 12.545 | 0.4144%
41183 | Gravity mains | CASE123839WW | Section 73 | 2012-10-01 | 2012-13 |  |  | 76.38% | 27.9058 | metres | 950.8722 | 26534.84 | 83.9925 | 0.4144%
41167 | Gravity mains | CASE125729WW | Section 73 | 2012-09-15 | 2012-13 |  |  | 76.38% | 71.9205 | metres | 1162.6195 | 83616.221 | 58061.9971 | 90.91%
41167 | Gravity mains | CASE125729WW | Section 73 | 2012-09-15 | 2012-13 |  |  | 76.38% | 20.8415 | metres | 1162.6195 | 24230.7314 | 16825.4992 | 90.91%
41167 | Gravity mains | CASE125729WW | Section 73 | 2012-09-15 | 2012-13 |  |  | 76.38% | 14.7464 | metres | 1162.6195 | 17144.4313 | 11904.8661 | 90.91%
41183 | Gravity mains | CASE123839WW | Section 73 | 2012-10-01 | 2012-13 |  |  | 76.38% | 48.0039 | metres | 812.2293 | 38990.1615 | 123.4182 | 0.4144%
41254 | Gravity mains | CASE123835WW | Unknown | 2012-12-11 | 2012-13 |  |  | 76.38% | 57.2939 | metres | 812.2293 | 46535.7928 | 2967.2538 | 8.348%
41254 | Gravity mains | CASE123835WW | Unknown | 2012-12-11 | 2012-13 |  |  | 76.38% | 113.0887 | metres | 812.2293 | 91853.9907 | 5856.8703 | 8.348%
41254 | Gravity mains | CASE123835WW | Unknown | 2012-12-11 | 2012-13 |  |  | 76.38% | 73.0545 | metres | 812.2293 | 59337.0046 | 3783.4953 | 8.348%
41254 | Gravity mains | CASE123835WW | Unknown | 2012-12-11 | 2012-13 |  |  | 76.38% | 118.9188 | metres | 812.2293 | 96589.3256 | 6158.8087 | 8.348%
41254 | Gravity mains | CASE123835WW | Unknown | 2012-12-11 | 2012-13 |  |  | 76.38% | 76.434 | metres | 812.2293 | 62081.9456 | 3958.5205 | 8.348%
41254 | Gravity mains | CASE123835WW | Unknown | 2012-12-11 | 2012-13 |  |  | 76.38% | 28.3432 | metres | 3336.402 | 94564.1714 | 6029.6791 | 8.348%
41254 | Gravity mains | CASE123835WW | Unknown | 2012-12-11 | 2012-13 |  |  | 76.38% | 30.0903 | metres | 812.2293 | 24440.1828 | 1558.3752 | 8.348%
41254 | Gravity mains | CASE123835WW | Unknown | 2012-12-11 | 2012-13 |  |  | 76.38% | 4.638 | metres | 812.2293 | 3767.1142 | 240.2019 | 8.348%
41254 | Gravity mains | CASE123835WW | Unknown | 2012-12-11 | 2012-13 |  |  | 76.38% | 43.6287 | metres | 3336.402 | 145562.9055 | 9281.5027 | 8.348%
41254 | Gravity mains | CASE123835WW | Unknown | 2012-12-11 | 2012-13 |  |  | 76.38% | 8.4894 | metres | 812.2293 | 6895.3243 | 439.6654 | 8.348%
41254 | Gravity mains | CASE123835WW | Unknown | 2012-12-11 | 2012-13 |  |  | 76.38% | 44.1922 | metres | 3336.402 | 147442.9439 | 9401.3793 | 8.348%
41254 | Gravity mains | CASE123835WW | Unknown | 2012-12-11 | 2012-13 |  |  | 76.38% | 31.6485 | metres | 3336.402 | 105592.1835 | 6732.8564 | 8.348%
41254 | Gravity mains | CASE123835WW | Unknown | 2012-12-11 | 2012-13 |  |  | 76.38% | 118.8945 | metres | 3336.402 | 396679.7803 | 25293.4251 | 8.348%
41254 | Gravity mains | CASE123835WW | Unknown | 2012-12-11 | 2012-13 |  |  | 76.38% | 41.3496 | metres | 812.2293 | 33585.3666 | 2141.498 | 8.348%
41254 | Gravity mains | CASE123835WW | Unknown | 2012-12-11 | 2012-13 |  |  | 76.38% | 26.877 | metres | 3336.402 | 89672.5026 | 5717.7725 | 8.348%
41254 | Gravity mains | CASE123835WW | Unknown | 2012-12-11 | 2012-13 |  |  | 76.38% | 29.4007 | metres | 3336.402 | 98092.5829 | 6254.6606 | 8.348%
41254 | Gravity mains | CASE123835WW | Unknown | 2012-12-11 | 2012-13 |  |  | 76.38% | 4.8294 | metres | 812.2293 | 3922.5875 | 250.1153 | 8.348%
41254 | Gravity mains | CASE123835WW | Unknown | 2012-12-11 | 2012-13 |  |  | 76.38% | 46.4542 | metres | 812.2293 | 37731.4231 | 2405.8623 | 8.348%
41254 | Gravity mains | CASE123835WW | Unknown | 2012-12-11 | 2012-13 |  |  | 76.38% | 23.5196 | metres | 3336.402 | 78470.9157 | 5003.5276 | 8.348%
41254 | Gravity mains | CASE123835WW | Unknown | 2012-12-11 | 2012-13 |  |  | 76.38% | 3.3563 | metres | 3336.402 | 11198.0157 | 714.0172 | 8.348%
41254 | Gravity mains | CASE123835WW | Unknown | 2012-12-11 | 2012-13 |  |  | 76.38% | 30.1717 | metres | 3336.402 | 100665.0512 | 6418.6885 | 8.348%
41254 | Gravity mains | CASE123835WW | Unknown | 2012-12-11 | 2012-13 |  |  | 76.38% | 69.8971 | metres | 812.2293 | 56772.4653 | 3619.973 | 8.348%
41254 | Gravity mains | CASE123835WW | Unknown | 2012-12-11 | 2012-13 |  |  | 76.38% | 35.775 | metres | 3336.402 | 119359.9318 | 7610.727 | 8.348%
41254 | Gravity mains | CASE123835WW | Unknown | 2012-12-11 | 2012-13 |  |  | 76.38% | 35.6632 | metres | 3336.402 | 118986.6486 | 7586.9254 | 8.348%
41254 | Gravity mains | CASE123835WW | Unknown | 2012-12-11 | 2012-13 |  |  | 76.38% | 56.6273 | metres | 812.2293 | 45994.3569 | 2932.7303 | 8.348%
41254 | Gravity mains | CASE123835WW | Unknown | 2012-12-11 | 2012-13 |  |  | 76.38% | 22.7694 | metres | 3336.402 | 75967.8679 | 4843.9262 | 8.348%
41254 | Gravity mains | CASE123835WW | Unknown | 2012-12-11 | 2012-13 |  |  | 76.38% | 4.1691 | metres | 812.2293 | 3386.2957 | 215.9198 | 8.348%
41254 | Gravity mains | CASE123835WW | Unknown | 2012-12-11 | 2012-13 |  |  | 76.38% | 22.8056 | metres | 812.2293 | 18523.3597 | 1181.1018 | 8.348%
41254 | Gravity mains | CASE123835WW | Unknown | 2012-12-11 | 2012-13 |  |  | 76.38% | 25.0319 | metres | 812.2293 | 20331.6113 | 1296.4011 | 8.348%
41225 | Gravity mains | CASE119303WW | Section 73 | 2012-11-12 | 2012-13 |  |  | 76.38% | 75.0596 | metres | 4416.6341 | 331510.7428 | 230196.5713 | 90.91%
41254 | Gravity mains | CASE123835WW | Unknown | 2012-12-11 | 2012-13 |  |  | 76.38% | 52.0804 | metres | 1162.6195 | 60549.7179 | 3860.8213 | 8.348%
41254 | Gravity mains | CASE123835WW | Unknown | 2012-12-11 | 2012-13 |  |  | 76.38% | 4.8118 | metres | 1162.6195 | 5594.3117 | 356.7091 | 8.348%
41254 | Gravity mains | CASE123835WW | Unknown | 2012-12-11 | 2012-13 |  |  | 76.38% | 7.0999 | metres | 1162.6195 | 8254.4548 | 526.3274 | 8.348%
41254 | Gravity mains | CASE123835WW | Unknown | 2012-12-11 | 2012-13 |  |  | 76.38% | 22.6562 | metres | 3875.3912 | 87801.7756 | 5598.4896 | 8.348%
41225 | Gravity mains | CASE119303WW | Section 73 | 2012-11-12 | 2012-13 |  |  | 76.38% | 88.0822 | metres | 1680.8751 | 148055.1329 | 102807.4797 | 90.91%
41225 | Gravity mains | CASE119303WW | Section 73 | 2012-11-12 | 2012-13 |  |  | 76.38% | 120.0602 | metres | 1361.4566 | 163456.6978 | 113502.1178 | 90.91%
41225 | Gravity mains | CASE119303WW | Section 73 | 2012-11-12 | 2012-13 |  |  | 76.38% | 117.4616 | metres | 1361.4566 | 159918.8086 | 111045.4555 | 90.91%
41254 | Gravity mains | CASE123835WW | Unknown | 2012-12-11 | 2012-13 |  |  | 76.38% | 54.586 | metres | 950.8722 | 51904.319 | 3309.5662 | 8.348%
41254 | Gravity mains | CASE123835WW | Unknown | 2012-12-11 | 2012-13 |  |  | 76.38% | 5.0154 | metres | 950.8722 | 4769.0381 | 304.0874 | 8.348%
41254 | Gravity mains | CASE123835WW | Unknown | 2012-12-11 | 2012-13 |  |  | 76.38% | 19.1261 | metres | 3592.3639 | 68707.7361 | 4380.9997 | 8.348%
41254 | Gravity mains | CASE123835WW | Unknown | 2012-12-11 | 2012-13 |  |  | 76.38% | 4.6195 | metres | 950.8722 | 4392.5818 | 280.0834 | 8.348%
41225 | Gravity mains | CASE119303WW | Section 73 | 2012-11-12 | 2012-13 |  |  | 76.38% | 84.9332 | metres | 1361.4566 | 115632.8665 | 80293.8969 | 90.91%
41254 | Gravity mains | CASE123835WW | Unknown | 2012-12-11 | 2012-13 |  |  | 76.38% | 17.2458 | metres | 3875.3912 | 66834.3607 | 4261.5479 | 8.348%
41254 | Gravity mains | CASE123835WW | Unknown | 2012-12-11 | 2012-13 |  |  | 76.38% | 56.6466 | metres | 3592.3639 | 203495.2476 | 12975.4327 | 8.348%
41254 | Gravity mains | CASE123835WW | Unknown | 2012-12-11 | 2012-13 |  |  | 76.38% | 25.4177 | metres | 950.8722 | 24168.9914 | 1541.0833 | 8.348%
41254 | Gravity mains | CASE123835WW | Unknown | 2012-12-11 | 2012-13 |  |  | 76.38% | 21.0829 | metres | 3592.3639 | 75737.5148 | 4829.2382 | 8.348%
41254 | Gravity mains | CASE123835WW | Unknown | 2012-12-11 | 2012-13 |  |  | 76.38% | 30.113 | metres | 3592.3639 | 108176.7672 | 6897.6568 | 8.348%
41254 | Gravity mains | CASE123835WW | Unknown | 2012-12-11 | 2012-13 |  |  | 76.38% | 21.5912 | metres | 1162.6195 | 25102.3519 | 1600.597 | 8.348%
41225 | Gravity mains | CASE119303WW | Section 73 | 2012-11-12 | 2012-13 |  |  | 76.38% | 41.7328 | metres | 1361.4566 | 56817.3904 | 39453.2266 | 90.91%
41225 | Gravity mains | CASE119303WW | Section 73 | 2012-11-12 | 2012-13 |  |  | 76.38% | 83.4243 | metres | 1162.6195 | 96990.7081 | 67349.0345 | 90.91%
41183 | Gravity mains | CASE123839WW | Section 73 | 2012-10-01 | 2012-13 |  |  | 76.38% | 117.87 | metres | 812.2293 | 95737.4307 | 303.0441 | 0.4144%
41183 | Gravity mains | CASE123839WW | Section 73 | 2012-10-01 | 2012-13 |  |  | 76.38% | 20.1212 | metres | 812.2293 | 16343.0639 | 51.7318 | 0.4144%
41183 | Gravity mains | CASE123839WW | Section 73 | 2012-10-01 | 2012-13 |  |  | 76.38% | 24.6769 | metres | 812.2293 | 20043.3228 | 63.4445 | 0.4144%
41183 | Gravity mains | CASE123839WW | Section 73 | 2012-10-01 | 2012-13 |  |  | 76.38% | 2.4554 | metres | 812.2293 | 1994.3578 | 6.3129 | 0.4144%
41167 | Gravity mains | CASE125729WW | Section 73 | 2012-09-15 | 2012-13 |  |  | 76.38% | 68.9721 | metres | 1162.6195 | 80188.3037 | 55681.6966 | 90.91%
41183 | Gravity mains | CASE123839WW | Section 73 | 2012-10-01 | 2012-13 |  |  | 76.38% | 8.5152 | metres | 812.2293 | 6916.2845 | 21.8926 | 0.4144%
41183 | Gravity mains | CASE123839WW | Section 73 | 2012-10-01 | 2012-13 |  |  | 76.38% | 1.8107 | metres | 812.2293 | 1470.6675 | 4.6552 | 0.4144%
41167 | Gravity mains | CASE125729WW | Section 73 | 2012-09-15 | 2012-13 |  |  | 76.38% | 81.6393 | metres | 1162.6195 | 94915.4225 | 65908.013 | 90.91%
41167 | Gravity mains | CASE125729WW | Section 73 | 2012-09-15 | 2012-13 |  |  | 76.38% | 70.7845 | metres | 3875.3912 | 274317.4866 | 190482.4315 | 90.91%
41167 | Gravity mains | CASE125729WW | Section 73 | 2012-09-15 | 2012-13 |  |  | 76.38% | 25.9828 | metres | 1162.6195 | 30208.1597 | 20976.1462 | 90.91%
41254 | Gravity mains | CASE123835WW | Unknown | 2012-12-11 | 2012-13 |  |  | 76.38% | 32.2729 | metres | 3336.402 | 107675.2521 | 6865.6787 | 8.348%
41254 | Gravity mains | CASE123835WW | Unknown | 2012-12-11 | 2012-13 |  |  | 76.38% | 16.0234 | metres | 812.2293 | 13014.7146 | 829.855 | 8.348%
41167 | Gravity mains | CASE125729WW | Section 73 | 2012-09-15 | 2012-13 |  |  | 76.38% | 118.3579 | metres | 1162.6195 | 137605.2616 | 95551.2722 | 90.91%
41167 | Gravity mains | CASE125729WW | Section 73 | 2012-09-15 | 2012-13 |  |  | 76.38% | 21.7923 | metres | 1162.6195 | 25336.1519 | 17593.0885 | 90.91%
41167 | Gravity mains | CASE125729WW | Section 73 | 2012-09-15 | 2012-13 |  |  | 76.38% | 39.1878 | metres | 1162.6195 | 45560.5014 | 31636.6091 | 90.91%
41167 | Gravity mains | CASE125729WW | Section 73 | 2012-09-15 | 2012-13 |  |  | 76.38% | 56.2762 | metres | 1162.6195 | 65427.7912 | 45432.1922 | 90.91%
41225 | Gravity mains | CASE119303WW | Section 73 | 2012-11-12 | 2012-13 |  |  | 76.38% | 86.4818 | metres | 3875.3912 | 335150.6466 | 232724.0713 | 90.91%
41225 | Gravity mains | CASE119303WW | Section 73 | 2012-11-12 | 2012-13 |  |  | 76.38% | 27.392 | metres | 1162.6195 | 31846.5115 | 22113.7864 | 90.91%
41225 | Gravity mains | CASE119303WW | Section 73 | 2012-11-12 | 2012-13 |  |  | 76.38% | 53.7535 | metres | 1162.6195 | 62494.893 | 43395.6075 | 90.91%
41225 | Gravity mains | CASE119303WW | Section 73 | 2012-11-12 | 2012-13 |  |  | 76.38% | 122.0289 | metres | 1361.4566 | 166137.0711 | 115363.3327 | 90.91%
41225 | Gravity mains | CASE119303WW | Section 73 | 2012-11-12 | 2012-13 |  |  | 76.38% | 42.6612 | metres | 1361.4566 | 58081.3526 | 40330.9049 | 90.91%
41225 | Gravity mains | CASE119303WW | Section 73 | 2012-11-12 | 2012-13 |  |  | 76.38% | 119.8588 | metres | 3875.3912 | 464499.6448 | 322542.2643 | 90.91%
41225 | Gravity mains | CASE119303WW | Section 73 | 2012-11-12 | 2012-13 |  |  | 76.38% | 61.0497 | metres | 1162.6195 | 70977.5188 | 49285.828 | 90.91%
41225 | Gravity mains | CASE119303WW | Section 73 | 2012-11-12 | 2012-13 |  |  | 76.38% | 47.9979 | metres | 1162.6195 | 55803.3222 | 38749.0714 | 90.91%
41225 | Gravity mains | CASE119303WW | Section 73 | 2012-11-12 | 2012-13 |  |  | 76.38% | 34.3373 | metres | 1162.6195 | 39921.1633 | 27720.7153 | 90.91%
44119 | Gravity mains | CASE177642WW | Section 73 | 2020-10-15 | 2020-21 |  |  | 76.38% | 21.5898 | metres | 1162.6195 | 25100.7634 | 19172.5927 | 100%
44119 | Gravity mains | CASE177642WW | Section 73 | 2020-10-15 | 2020-21 |  |  | 76.38% | 4.2302 | metres | 1162.6195 | 4918.0683 | 3756.5439 | 100%
44119 | Gravity mains | CASE177642WW | Section 73 | 2020-10-15 | 2020-21 |  |  | 76.38% | 3.7973 | metres | 1162.6195 | 4414.8461 | 3372.1702 | 100%
44119 | Gravity mains | CASE177642WW | Section 73 | 2020-10-15 | 2020-21 |  |  | 76.38% | 88.3877 | metres | 1162.6195 | 102761.2856 | 78491.6475 | 100%
43306 | Gravity mains | PRO20029163 | Section 73 | 2018-07-25 | 2018-19 |  |  | 76.38% | 100.4977 | metres | 1162.6195 | 116840.5893 | 89245.7728 | 100%
43306 | Gravity mains | PRO20029163 | Section 73 | 2018-07-25 | 2018-19 |  |  | 76.38% | 90.7448 | metres | 1162.6195 | 105501.6786 | 80584.8284 | 100%
43306 | Gravity mains | PRO20029163 | Section 73 | 2018-07-25 | 2018-19 |  |  | 76.38% | 42.6909 | metres | 1162.6195 | 49633.2354 | 37911.1101 | 100%
43306 | Gravity mains | PRO20029163 | Section 73 | 2018-07-25 | 2018-19 |  |  | 76.38% | 81.2819 | metres | 1162.6195 | 94499.9005 | 72181.3943 | 100%
43306 | Gravity mains | PRO20029163 | Section 73 | 2018-07-25 | 2018-19 |  |  | 76.38% | 85.3452 | metres | 1162.6195 | 99224.0019 | 75789.7814 | 100%
43306 | Gravity mains | PRO20029163 | Section 73 | 2018-07-25 | 2018-19 |  |  | 76.38% | 64.4301 | metres | 1361.4566 | 87718.7862 | 67001.8091 | 100%
43306 | Gravity mains | PRO20029163 | Section 73 | 2018-07-25 | 2018-19 |  |  | 76.38% | 74.5274 | metres | 1361.4566 | 101465.8211 | 77502.1392 | 100%
43306 | Gravity mains | PRO20029163 | Section 73 | 2018-07-25 | 2018-19 |  |  | 76.38% | 41.4154 | metres | 1361.4566 | 56385.2418 | 43068.462 | 100%
43306 | Gravity mains | PRO20029163 | Section 73 | 2018-07-25 | 2018-19 |  |  | 76.38% | 3.9116 | metres | 1361.4566 | 5325.5199 | 4067.7657 | 100%
41954 | Gravity mains | CASE130811WW | Section 73 | 2014-11-11 | 2014-15 |  |  | 76.38% | 51.027 | metres | 950.8722 | 48520.1102 | 20845.5823 | 56.25%
41954 | Gravity mains | CASE130811WW | Section 73 | 2014-11-11 | 2014-15 |  |  | 76.38% | 23.7169 | metres | 3336.402 | 79129.0848 | 33996.045 | 56.25%
41954 | Gravity mains | CASE130811WW | Section 73 | 2014-11-11 | 2014-15 |  |  | 76.38% | 24.6552 | metres | 950.8722 | 23443.9773 | 10072.1815 | 56.25%
41842 | Gravity mains | CASE134078WW | Section 73 | 2014-07-22 | 2014-15 |  |  | 76.38% | 26.7959 | metres | 812.2293 | 21764.3752 | 156.9151 | 0.9439%
41842 | Gravity mains | CASE134078WW | Section 73 | 2014-07-22 | 2014-15 |  |  | 76.38% | 38.1724 | metres | 812.2293 | 31004.7021 | 223.5353 | 0.9439%
41842 | Gravity mains | CASE134078WW | Section 73 | 2014-07-22 | 2014-15 |  |  | 76.38% | 8.1084 | metres | 812.2293 | 6585.8636 | 47.4823 | 0.9439%
41842 | Gravity mains | CASE134078WW | Section 73 | 2014-07-22 | 2014-15 |  |  | 76.38% | 79.6002 | metres | 3336.402 | 265578.2957 | 1914.7462 | 0.9439%
41842 | Gravity mains | CASE134078WW | Section 73 | 2014-07-22 | 2014-15 |  |  | 76.38% | 34.9997 | metres | 812.2293 | 28427.8124 | 204.9567 | 0.9439%
41842 | Gravity mains | CASE134078WW | Section 73 | 2014-07-22 | 2014-15 |  |  | 76.38% | 31.9007 | metres | 812.2293 | 25910.6635 | 186.8087 | 0.9439%
41842 | Gravity mains | CASE134078WW | Section 73 | 2014-07-22 | 2014-15 |  |  | 76.38% | 15.7251 | metres | 812.2293 | 12772.377 | 92.0853 | 0.9439%
41842 | Gravity mains | CASE134078WW | Section 73 | 2014-07-22 | 2014-15 |  |  | 76.38% | 11.096 | metres | 812.2293 | 9012.5245 | 64.9778 | 0.9439%
41842 | Gravity mains | CASE134078WW | Section 73 | 2014-07-22 | 2014-15 |  |  | 76.38% | 38.0073 | metres | 3336.402 | 126807.7875 | 914.2492 | 0.9439%
41842 | Gravity mains | CASE134078WW | Section 73 | 2014-07-22 | 2014-15 |  |  | 76.38% | 44.3856 | metres | 812.2293 | 36051.2476 | 259.9195 | 0.9439%
41842 | Gravity mains | CASE134078WW | Section 73 | 2014-07-22 | 2014-15 |  |  | 76.38% | 15.0664 | metres | 812.2293 | 12237.3921 | 88.2282 | 0.9439%
41842 | Gravity mains | CASE134078WW | Section 73 | 2014-07-22 | 2014-15 |  |  | 76.38% | 14.1942 | metres | 812.2293 | 11528.9135 | 83.1203 | 0.9439%
41842 | Gravity mains | CASE134078WW | Section 73 | 2014-07-22 | 2014-15 |  |  | 76.38% | 59.4217 | metres | 812.2293 | 48264.0607 | 347.9706 | 0.9439%
41842 | Gravity mains | CASE134078WW | Section 73 | 2014-07-22 | 2014-15 |  |  | 76.38% | 28.3915 | metres | 3336.402 | 94725.6002 | 682.9454 | 0.9439%
41842 | Gravity mains | CASE134078WW | Section 73 | 2014-07-22 | 2014-15 |  |  | 76.38% | 94.6489 | metres | 3336.402 | 315786.8849 | 2276.7363 | 0.9439%
41842 | Gravity mains | CASE134078WW | Section 73 | 2014-07-22 | 2014-15 |  |  | 76.38% | 39.9256 | metres | 3336.402 | 133208.0005 | 960.3929 | 0.9439%
41842 | Gravity mains | CASE134078WW | Section 73 | 2014-07-22 | 2014-15 |  |  | 76.38% | 27.2381 | metres | 812.2293 | 22123.5525 | 159.5047 | 0.9439%
41842 | Gravity mains | CASE134078WW | Section 73 | 2014-07-22 | 2014-15 |  |  | 76.38% | 110.9975 | metres | 3336.402 | 370332.3114 | 2669.9938 | 0.9439%
41842 | Gravity mains | CASE134078WW | Section 73 | 2014-07-22 | 2014-15 |  |  | 76.38% | 19.8948 | metres | 812.2293 | 16159.172 | 116.5032 | 0.9439%
41842 | Gravity mains | CASE134078WW | Section 73 | 2014-07-22 | 2014-15 |  |  | 76.38% | 66.6641 | metres | 812.2293 | 54146.5434 | 390.3816 | 0.9439%
41842 | Gravity mains | CASE134078WW | Section 73 | 2014-07-22 | 2014-15 |  |  | 76.38% | 70.3925 | metres | 812.2293 | 57174.8118 | 412.2146 | 0.9439%
41842 | Gravity mains | CASE134078WW | Section 73 | 2014-07-22 | 2014-15 |  |  | 76.38% | 39.063 | metres | 3336.402 | 130329.8722 | 939.6424 | 0.9439%
41842 | Gravity mains | CASE134078WW | Section 73 | 2014-07-22 | 2014-15 |  |  | 76.38% | 36.9529 | metres | 812.2293 | 30014.2496 | 216.3945 | 0.9439%
41842 | Gravity mains | CASE134078WW | Section 73 | 2014-07-22 | 2014-15 |  |  | 76.38% | 6.494 | metres | 812.2293 | 5274.6251 | 38.0286 | 0.9439%
41842 | Gravity mains | CASE134078WW | Section 73 | 2014-07-22 | 2014-15 |  |  | 76.38% | 14.3598 | metres | 812.2293 | 11663.4599 | 84.0903 | 0.9439%
41842 | Gravity mains | CASE134078WW | Section 73 | 2014-07-22 | 2014-15 |  |  | 76.38% | 14.031 | metres | 812.2293 | 11396.4027 | 82.1649 | 0.9439%
41842 | Gravity mains | CASE134078WW | Section 73 | 2014-07-22 | 2014-15 |  |  | 76.38% | 10.9261 | metres | 812.2293 | 8874.4795 | 63.9825 | 0.9439%
41842 | Gravity mains | CASE134078WW | Section 73 | 2014-07-22 | 2014-15 |  |  | 76.38% | 63.9146 | metres | 812.2293 | 51913.2979 | 374.2806 | 0.9439%
41842 | Gravity mains | CASE134078WW | Section 73 | 2014-07-22 | 2014-15 |  |  | 76.38% | 17.8239 | metres | 3336.402 | 59467.6399 | 428.7453 | 0.9439%
41842 | Gravity mains | CASE134078WW | Section 73 | 2014-07-22 | 2014-15 |  |  | 76.38% | 6.177 | metres | 812.2293 | 5017.137 | 36.1722 | 0.9439%
41842 | Gravity mains | CASE134078WW | Section 73 | 2014-07-22 | 2014-15 |  |  | 76.38% | 21.7761 | metres | 3336.402 | 72653.8385 | 523.8141 | 0.9439%
41842 | Gravity mains | CASE134078WW | Section 73 | 2014-07-22 | 2014-15 |  |  | 76.38% | 60.0323 | metres | 3336.402 | 200291.9111 | 1444.0494 | 0.9439%
41842 | Gravity mains | CASE134078WW | Section 73 | 2014-07-22 | 2014-15 |  |  | 76.38% | 43.7871 | metres | 3336.402 | 146091.2698 | 1053.2778 | 0.9439%
41842 | Gravity mains | CASE134078WW | Section 73 | 2014-07-22 | 2014-15 |  |  | 76.38% | 50.7946 | metres | 3336.402 | 169471.2725 | 1221.8411 | 0.9439%
41842 | Gravity mains | CASE134078WW | Section 73 | 2014-07-22 | 2014-15 |  |  | 76.38% | 6.1489 | metres | 812.2293 | 4994.2926 | 36.0075 | 0.9439%
41842 | Gravity mains | CASE134078WW | Section 73 | 2014-07-22 | 2014-15 |  |  | 76.38% | 17.5146 | metres | 3336.402 | 58435.8732 | 421.3065 | 0.9439%
41842 | Gravity mains | CASE134078WW | Section 73 | 2014-07-22 | 2014-15 |  |  | 76.38% | 6.8373 | metres | 812.2293 | 5553.4166 | 40.0386 | 0.9439%
41842 | Gravity mains | CASE134078WW | Section 73 | 2014-07-22 | 2014-15 |  |  | 76.38% | 6.3887 | metres | 812.2293 | 5189.0754 | 37.4118 | 0.9439%
41842 | Gravity mains | CASE134078WW | Section 73 | 2014-07-22 | 2014-15 |  |  | 76.38% | 86.4126 | metres | 950.8722 | 82167.318 | 592.4037 | 0.9439%
41842 | Gravity mains | CASE134078WW | Section 73 | 2014-07-22 | 2014-15 |  |  | 76.38% | 22.1722 | metres | 3336.402 | 73975.4067 | 533.3423 | 0.9439%
41842 | Gravity mains | CASE134078WW | Section 73 | 2014-07-22 | 2014-15 |  |  | 76.38% | 26.0673 | metres | 812.2293 | 21172.6455 | 152.6489 | 0.9439%
42352 | Gravity mains | PRO20026482 | Unknown | 2015-12-14 | 2015-16 |  |  | 76.38% | 239.2637 | metres | 4416.6341 | 1056740.1702 | 807164.6478 | 100%
42352 | Gravity mains | PRO20026482 | Unknown | 2015-12-14 | 2015-16 |  |  | 76.38% | 141.1339 | metres | 4416.6341 | 623337.0076 | 476120.4413 | 100%
42352 | Gravity mains | PRO20026482 | Unknown | 2015-12-14 | 2015-16 |  |  | 76.38% | 6.6626 | metres | 1680.8751 | 11199.0725 | 8554.1325 | 100%
42352 | Gravity mains | PRO20026482 | Unknown | 2015-12-14 | 2015-16 |  |  | 76.38% | 194.3202 | metres | 4416.6341 | 858241.0685 | 655546.055 | 100%
42352 | Gravity mains | PRO20026482 | Unknown | 2015-12-14 | 2015-16 |  |  | 76.38% | 179.9036 | metres | 1680.8751 | 302395.5199 | 230977.283 | 100%
42352 | Gravity mains | PRO20026482 | Unknown | 2015-12-14 | 2015-16 |  |  | 76.38% | 179.9026 | metres | 1680.8751 | 302393.8742 | 230976.026 | 100%
42352 | Gravity mains | PRO20026482 | Unknown | 2015-12-14 | 2015-16 |  |  | 76.38% | 124.6082 | metres | 1680.8751 | 209450.8135 | 159983.785 | 100%
42352 | Gravity mains | PRO20026482 | Unknown | 2015-12-14 | 2015-16 |  |  | 76.38% | 100.4678 | metres | 1680.8751 | 168873.8889 | 128990.1121 | 100%
41103 | Gravity mains | CASE121403WW | Section 73 | 2012-07-13 | 2012-13 |  |  | 76.38% | 13.0722 | metres | 950.8722 | 12430.0282 | 1091.9224 | 11.5%
41103 | Gravity mains | CASE121403WW | Section 73 | 2012-07-13 | 2012-13 |  |  | 76.38% | 40.2868 | metres | 950.8722 | 38307.614 | 3365.1526 | 11.5%
41103 | Gravity mains | CASE121403WW | Section 73 | 2012-07-13 | 2012-13 |  |  | 76.38% | 21.4769 | metres | 950.8722 | 20421.8223 | 1793.9658 | 11.5%
41103 | Gravity mains | CASE121403WW | Section 73 | 2012-07-13 | 2012-13 |  |  | 76.38% | 31.556 | metres | 950.8722 | 30005.6987 | 2635.8665 | 11.5%
41103 | Gravity mains | CASE121403WW | Section 73 | 2012-07-13 | 2012-13 |  |  | 76.38% | 6.277 | metres | 950.8722 | 5968.6678 | 524.3208 | 11.5%
41103 | Gravity mains | CASE121403WW | Section 73 | 2012-07-13 | 2012-13 |  |  | 76.38% | 34.5446 | metres | 950.8722 | 32847.4729 | 2885.5036 | 11.5%
41103 | Gravity mains | CASE121403WW | Section 73 | 2012-07-13 | 2012-13 |  |  | 76.38% | 13.4464 | metres | 950.8722 | 12785.7702 | 1123.1727 | 11.5%
41103 | Gravity mains | CASE121403WW | Section 73 | 2012-07-13 | 2012-13 |  |  | 76.38% | 38.3253 | metres | 950.8722 | 36442.4161 | 3201.3033 | 11.5%
41103 | Gravity mains | CASE121403WW | Section 73 | 2012-07-13 | 2012-13 |  |  | 76.38% | 47.8476 | metres | 950.8722 | 45496.9181 | 3996.7008 | 11.5%
41103 | Gravity mains | CASE121403WW | Section 73 | 2012-07-13 | 2012-13 |  |  | 76.38% | 17.7987 | metres | 950.8722 | 16924.3147 | 1486.7254 | 11.5%
41103 | Gravity mains | CASE121403WW | Section 73 | 2012-07-13 | 2012-13 |  |  | 76.38% | 7.3746 | metres | 950.8722 | 7012.3188 | 616.0009 | 11.5%
41103 | Gravity mains | CASE121403WW | Section 73 | 2012-07-13 | 2012-13 |  |  | 76.38% | 41.1324 | metres | 950.8722 | 39111.6273 | 3435.7816 | 11.5%
41103 | Gravity mains | CASE121403WW | Section 73 | 2012-07-13 | 2012-13 |  |  | 76.38% | 15.9364 | metres | 950.8722 | 15153.5193 | 1331.1689 | 11.5%
41221 | Gravity mains | CASE124817WW | Section 73 | 2012-11-08 | 2012-13 |  |  | 76.38% | 68.2835 | metres | 3336.402 | 227821.2543 | 63165.8356 | 36.3%
41221 | Gravity mains | CASE124817WW | Section 73 | 2012-11-08 | 2012-13 |  |  | 76.38% | 47.0417 | metres | 3336.402 | 156949.9256 | 43516.0153 | 36.3%
43007 | Gravity mains | CASE162195WW | Section 73 | 2017-09-29 | 2017-18 |  |  | 76.38% | 40.9707 | metres | 3336.402 | 136694.723 | 6246.4607 | 5.983%
43007 | Gravity mains | CASE162195WW | Section 73 | 2017-09-29 | 2017-18 |  |  | 76.38% | 49.2707 | metres | 812.2293 | 40019.0935 | 1828.7297 | 5.983%
43007 | Gravity mains | CASE162195WW | Section 73 | 2017-09-29 | 2017-18 |  |  | 76.38% | 71.0756 | metres | 3336.402 | 237136.8731 | 10836.3083 | 5.983%
43007 | Gravity mains | CASE162195WW | Section 73 | 2017-09-29 | 2017-18 |  |  | 76.38% | 55.4221 | metres | 812.2293 | 45015.4686 | 2057.0462 | 5.983%
43007 | Gravity mains | CASE162195WW | Section 73 | 2017-09-29 | 2017-18 |  |  | 76.38% | 26.081 | metres | 812.2293 | 21183.787 | 968.0234 | 5.983%
43007 | Gravity mains | CASE162195WW | Section 73 | 2017-09-29 | 2017-18 |  |  | 76.38% | 54.2656 | metres | 812.2293 | 44076.0706 | 2014.119 | 5.983%
43007 | Gravity mains | CASE162195WW | Section 73 | 2017-09-29 | 2017-18 |  |  | 76.38% | 19.4825 | metres | 3336.402 | 65001.5662 | 2970.3395 | 5.983%
43007 | Gravity mains | CASE162195WW | Section 73 | 2017-09-29 | 2017-18 |  |  | 76.38% | 24.8228 | metres | 3336.402 | 82818.6884 | 3784.5183 | 5.983%
43007 | Gravity mains | CASE162195WW | Section 73 | 2017-09-29 | 2017-18 |  |  | 76.38% | 24.6198 | metres | 812.2293 | 19996.9615 | 913.7897 | 5.983%
43007 | Gravity mains | CASE162195WW | Section 73 | 2017-09-29 | 2017-18 |  |  | 76.38% | 41.1424 | metres | 3336.402 | 137267.5597 | 6272.6373 | 5.983%
43007 | Gravity mains | CASE162195WW | Section 73 | 2017-09-29 | 2017-18 |  |  | 76.38% | 29.8407 | metres | 3336.402 | 99560.5244 | 4549.5604 | 5.983%
43007 | Gravity mains | CASE162195WW | Section 73 | 2017-09-29 | 2017-18 |  |  | 76.38% | 23.0044 | metres | 3336.402 | 76752.0579 | 3507.295 | 5.983%
43007 | Gravity mains | CASE162195WW | Section 73 | 2017-09-29 | 2017-18 |  |  | 76.38% | 6.2051 | metres | 812.2293 | 5039.9852 | 230.3093 | 5.983%
43007 | Gravity mains | CASE162195WW | Section 73 | 2017-09-29 | 2017-18 |  |  | 76.38% | 43.0158 | metres | 3336.402 | 143517.9605 | 6558.2583 | 5.983%
43007 | Gravity mains | CASE162195WW | Section 73 | 2017-09-29 | 2017-18 |  |  | 76.38% | 40.3112 | metres | 812.2293 | 32741.8979 | 1496.1878 | 5.983%
43007 | Gravity mains | CASE162195WW | Section 73 | 2017-09-29 | 2017-18 |  |  | 76.38% | 29.1648 | metres | 812.2293 | 23688.509 | 1082.4803 | 5.983%
43007 | Gravity mains | CASE162195WW | Section 73 | 2017-09-29 | 2017-18 |  |  | 76.38% | 16.3614 | metres | 812.2293 | 13289.2291 | 607.2703 | 5.983%
43007 | Gravity mains | CASE162195WW | Section 73 | 2017-09-29 | 2017-18 |  |  | 76.38% | 19.4986 | metres | 812.2293 | 15837.3369 | 723.7097 | 5.983%
43007 | Gravity mains | CASE162195WW | Section 73 | 2017-09-29 | 2017-18 |  |  | 76.38% | 15.8924 | metres | 812.2293 | 12908.2327 | 589.8601 | 5.983%
43007 | Gravity mains | CASE162195WW | Section 73 | 2017-09-29 | 2017-18 |  |  | 76.38% | 26.7882 | metres | 3336.402 | 89376.246 | 4084.1753 | 5.983%
43007 | Gravity mains | CASE162195WW | Section 73 | 2017-09-29 | 2017-18 |  |  | 76.38% | 3.7461 | metres | 3336.402 | 12498.5055 | 571.1371 | 5.983%
43007 | Gravity mains | CASE162195WW | Section 73 | 2017-09-29 | 2017-18 |  |  | 76.38% | 28.138 | metres | 812.2293 | 22854.506 | 1044.3693 | 5.983%
43007 | Gravity mains | CASE162195WW | Section 73 | 2017-09-29 | 2017-18 |  |  | 76.38% | 25.9066 | metres | 3336.402 | 86434.775 | 3949.7606 | 5.983%
43007 | Gravity mains | CASE162195WW | Section 73 | 2017-09-29 | 2017-18 |  |  | 76.38% | 4.3197 | metres | 812.2293 | 3508.5929 | 160.3302 | 5.983%
43007 | Gravity mains | CASE162195WW | Section 73 | 2017-09-29 | 2017-18 |  |  | 76.38% | 25.993 | metres | 812.2293 | 21112.2987 | 964.7567 | 5.983%
43007 | Gravity mains | CASE162195WW | Section 73 | 2017-09-29 | 2017-18 |  |  | 76.38% | 34.5449 | metres | 812.2293 | 28058.4004 | 1282.1687 | 5.983%
43007 | Gravity mains | CASE162195WW | Section 73 | 2017-09-29 | 2017-18 |  |  | 76.38% | 45.4522 | metres | 812.2293 | 36917.5702 | 1687.0011 | 5.983%
43007 | Gravity mains | CASE162195WW | Section 73 | 2017-09-29 | 2017-18 |  |  | 76.38% | 23.3978 | metres | 3336.402 | 78064.5884 | 3567.2729 | 5.983%
43007 | Gravity mains | CASE162195WW | Section 73 | 2017-09-29 | 2017-18 |  |  | 76.38% | 62.3585 | metres | 950.8722 | 59294.9262 | 2709.5664 | 5.983%
43007 | Gravity mains | CASE162195WW | Section 73 | 2017-09-29 | 2017-18 |  |  | 76.38% | 70.8103 | metres | 3592.3639 | 254376.4167 | 11624.0939 | 5.983%
43007 | Gravity mains | CASE162195WW | Section 73 | 2017-09-29 | 2017-18 |  |  | 76.38% | 24.1295 | metres | 812.2293 | 19598.6666 | 895.5891 | 5.983%
43007 | Gravity mains | CASE162195WW | Section 73 | 2017-09-29 | 2017-18 |  |  | 76.38% | 13.828 | metres | 3336.402 | 46135.6816 | 2108.2359 | 5.983%
43007 | Gravity mains | CASE162195WW | Section 73 | 2017-09-29 | 2017-18 |  |  | 76.38% | 5.6986 | metres | 812.2293 | 4628.5939 | 211.5102 | 5.983%
43007 | Gravity mains | CASE162195WW | Section 73 | 2017-09-29 | 2017-18 |  |  | 76.38% | 55.9949 | metres | 3592.3639 | 201154.1681 | 9192.0272 | 5.983%
43007 | Gravity mains | CASE162195WW | Section 73 | 2017-09-29 | 2017-18 |  |  | 76.38% | 66.2616 | metres | 3336.402 | 221075.3184 | 10102.3526 | 5.983%
43007 | Gravity mains | CASE162195WW | Section 73 | 2017-09-29 | 2017-18 |  |  | 76.38% | 22.7245 | metres | 812.2293 | 18457.4905 | 843.4414 | 5.983%
43007 | Gravity mains | CASE162195WW | Section 73 | 2017-09-29 | 2017-18 |  |  | 76.38% | 28.5484 | metres | 3592.3639 | 102556.12 | 4686.4485 | 5.983%
43007 | Gravity mains | CASE162195WW | Section 73 | 2017-09-29 | 2017-18 |  |  | 76.38% | 45.4898 | metres | 950.8722 | 43254.9657 | 1976.5975 | 5.983%
43007 | Gravity mains | CASE162195WW | Section 73 | 2017-09-29 | 2017-18 |  |  | 76.38% | 29.8346 | metres | 3336.402 | 99540.2286 | 4548.633 | 5.983%
43007 | Gravity mains | CASE162195WW | Section 73 | 2017-09-29 | 2017-18 |  |  | 76.38% | 20.6145 | metres | 812.2293 | 16743.6752 | 765.1262 | 5.983%
43007 | Gravity mains | CASE162195WW | Section 73 | 2017-09-29 | 2017-18 |  |  | 76.38% | 39.7048 | metres | 3592.3639 | 142634.2206 | 6517.8745 | 5.983%
43007 | Gravity mains | CASE162195WW | Section 73 | 2017-09-29 | 2017-18 |  |  | 76.38% | 51.7832 | metres | 950.8722 | 49239.1936 | 2250.0553 | 5.983%
43007 | Gravity mains | CASE162195WW | Section 73 | 2017-09-29 | 2017-18 |  |  | 76.38% | 51.3136 | metres | 812.2293 | 41678.4137 | 1904.5547 | 5.983%
43007 | Gravity mains | CASE162195WW | Section 73 | 2017-09-29 | 2017-18 |  |  | 76.38% | 26.4386 | metres | 3336.402 | 88209.9006 | 4030.8775 | 5.983%
43007 | Gravity mains | CASE162195WW | Section 73 | 2017-09-29 | 2017-18 |  |  | 76.38% | 25.064 | metres | 3336.402 | 83623.5352 | 3821.2969 | 5.983%
43007 | Gravity mains | CASE162195WW | Section 73 | 2017-09-29 | 2017-18 |  |  | 76.38% | 19.487 | metres | 812.2293 | 15827.9154 | 723.2792 | 5.983%
43007 | Gravity mains | CASE162195WW | Section 73 | 2017-09-29 | 2017-18 |  |  | 76.38% | 3.2475 | metres | 950.8722 | 3087.9459 | 141.1081 | 5.983%
43007 | Gravity mains | CASE162195WW | Section 73 | 2017-09-29 | 2017-18 |  |  | 76.38% | 60.2826 | metres | 3592.3639 | 216556.9471 | 9895.8792 | 5.983%
41221 | Gravity mains | CASE124817WW | Section 73 | 2012-11-08 | 2012-13 |  |  | 76.38% | 79.698 | metres | 3336.402 | 265904.4759 | 73724.8087 | 36.3%
41221 | Gravity mains | CASE124817WW | Section 73 | 2012-11-08 | 2012-13 |  |  | 76.38% | 32.5421 | metres | 812.2293 | 26431.6256 | 7328.4458 | 36.3%
41221 | Gravity mains | CASE124817WW | Section 73 | 2012-11-08 | 2012-13 |  |  | 76.38% | 19.949 | metres | 812.2293 | 16203.1643 | 4492.4975 | 36.3%
41221 | Gravity mains | CASE124817WW | Section 73 | 2012-11-08 | 2012-13 |  |  | 76.38% | 80.9074 | metres | 3336.402 | 269939.6141 | 74843.5932 | 36.3%
41221 | Gravity mains | CASE124817WW | Section 73 | 2012-11-08 | 2012-13 |  |  | 76.38% | 69.387 | metres | 812.2293 | 56358.1464 | 15625.888 | 36.3%
41221 | Gravity mains | CASE124817WW | Section 73 | 2012-11-08 | 2012-13 |  |  | 76.38% | 34.2227 | metres | 3336.402 | 114180.5619 | 31657.76 | 36.3%
41221 | Gravity mains | CASE124817WW | Section 73 | 2012-11-08 | 2012-13 |  |  | 76.38% | 24.2276 | metres | 3336.402 | 80833.0513 | 22411.8125 | 36.3%
41221 | Gravity mains | CASE124817WW | Section 73 | 2012-11-08 | 2012-13 |  |  | 76.38% | 45.4715 | metres | 812.2293 | 36933.305 | 10240.1467 | 36.3%
41221 | Gravity mains | CASE124817WW | Section 73 | 2012-11-08 | 2012-13 |  |  | 76.38% | 55.913 | metres | 3336.402 | 186548.2779 | 51722.4694 | 36.3%
41221 | Gravity mains | CASE124817WW | Section 73 | 2012-11-08 | 2012-13 |  |  | 76.38% | 3.052 | metres | 812.2293 | 2478.9392 | 687.3119 | 36.3%
43007 | Gravity mains | CASE162195WW | Section 73 | 2017-09-29 | 2017-18 |  |  | 76.38% | 26.7561 | metres | 812.2293 | 21732.1152 | 993.0801 | 5.983%
43007 | Gravity mains | CASE162195WW | Section 73 | 2017-09-29 | 2017-18 |  |  | 76.38% | 31.2332 | metres | 812.2293 | 25368.4787 | 1159.2489 | 5.983%
43007 | Gravity mains | CASE162195WW | Section 73 | 2017-09-29 | 2017-18 |  |  | 76.38% | 6.06 | metres | 812.2293 | 4922.0719 | 224.9211 | 5.983%
41103 | Gravity mains | CASE121403WW | Section 73 | 2012-07-13 | 2012-13 |  |  | 76.38% | 35.2853 | metres | 950.8722 | 33551.8502 | 2947.38 | 11.5%
41103 | Gravity mains | CASE121403WW | Section 73 | 2012-07-13 | 2012-13 |  |  | 76.38% | 13.4798 | metres | 950.8722 | 12817.5577 | 1125.9651 | 11.5%
41103 | Gravity mains | CASE121403WW | Section 73 | 2012-07-13 | 2012-13 |  |  | 76.38% | 26.6371 | metres | 950.8722 | 25328.5163 | 2224.9969 | 11.5%
41103 | Gravity mains | CASE121403WW | Section 73 | 2012-07-13 | 2012-13 |  |  | 76.38% | 33.3306 | metres | 950.8722 | 31693.1751 | 2784.1037 | 11.5%
41103 | Gravity mains | CASE121403WW | Section 73 | 2012-07-13 | 2012-13 |  |  | 76.38% | 14.9981 | metres | 3592.3639 | 53878.6913 | 4733.0021 | 11.5%
41103 | Gravity mains | CASE121403WW | Section 73 | 2012-07-13 | 2012-13 |  |  | 76.38% | 10.4512 | metres | 812.2293 | 8488.7396 | 745.6978 | 11.5%
41103 | Gravity mains | CASE121403WW | Section 73 | 2012-07-13 | 2012-13 |  |  | 76.38% | 59.5678 | metres | 3592.3639 | 213989.2487 | 18797.9986 | 11.5%
41221 | Gravity mains | CASE124817WW | Section 73 | 2012-11-08 | 2012-13 |  |  | 76.38% | 37.9579 | metres | 3875.3912 | 147101.8237 | 40785.5256 | 36.3%
41221 | Gravity mains | CASE124817WW | Section 73 | 2012-11-08 | 2012-13 |  |  | 76.38% | 44.2761 | metres | 3336.402 | 147722.7023 | 40957.6707 | 36.3%
41221 | Gravity mains | CASE124817WW | Section 73 | 2012-11-08 | 2012-13 |  |  | 76.38% | 78.2972 | metres | 3875.3912 | 303432.1181 | 84129.7417 | 36.3%
41221 | Gravity mains | CASE124817WW | Section 73 | 2012-11-08 | 2012-13 |  |  | 76.38% | 90.7395 | metres | 3336.402 | 302743.3865 | 83938.7836 | 36.3%
41221 | Gravity mains | CASE124817WW | Section 73 | 2012-11-08 | 2012-13 |  |  | 76.38% | 44.2677 | metres | 3336.402 | 147694.9062 | 40949.964 | 36.3%
41221 | Gravity mains | CASE124817WW | Section 73 | 2012-11-08 | 2012-13 |  |  | 76.38% | 77.9456 | metres | 3336.402 | 260058.0071 | 72103.8138 | 36.3%
41221 | Gravity mains | CASE124817WW | Section 73 | 2012-11-08 | 2012-13 |  |  | 76.38% | 21.8676 | metres | 3336.402 | 72959.2272 | 20228.712 | 36.3%
41221 | Gravity mains | CASE124817WW | Section 73 | 2012-11-08 | 2012-13 |  |  | 76.38% | 71.3334 | metres | 3875.3912 | 276444.6896 | 76647.1937 | 36.3%
41221 | Gravity mains | CASE124817WW | Section 73 | 2012-11-08 | 2012-13 |  |  | 76.38% | 31.6864 | metres | 3336.402 | 105718.566 | 29311.5828 | 36.3%
41221 | Gravity mains | CASE124817WW | Section 73 | 2012-11-08 | 2012-13 |  |  | 76.38% | 71.9211 | metres | 812.2293 | 58416.4053 | 16196.5619 | 36.3%
41221 | Gravity mains | CASE124817WW | Section 73 | 2012-11-08 | 2012-13 |  |  | 76.38% | 81.9035 | metres | 3875.3912 | 317408.1361 | 88004.7395 | 36.3%
41221 | Gravity mains | CASE124817WW | Section 73 | 2012-11-08 | 2012-13 |  |  | 76.38% | 66.1917 | metres | 812.2293 | 53762.8338 | 14906.3103 | 36.3%
41221 | Gravity mains | CASE124817WW | Section 73 | 2012-11-08 | 2012-13 |  |  | 76.38% | 53.0005 | metres | 3336.402 | 176830.8761 | 49028.2177 | 36.3%
41221 | Gravity mains | CASE124817WW | Section 73 | 2012-11-08 | 2012-13 |  |  | 76.38% | 53.5564 | metres | 812.2293 | 43500.1112 | 12060.8627 | 36.3%
41221 | Gravity mains | CASE124817WW | Section 73 | 2012-11-08 | 2012-13 |  |  | 76.38% | 32.6733 | metres | 3336.402 | 109011.3259 | 30224.535 | 36.3%
41221 | Gravity mains | CASE124817WW | Section 73 | 2012-11-08 | 2012-13 |  |  | 76.38% | 9.4258 | metres | 812.2293 | 7655.9458 | 2122.6914 | 36.3%
41103 | Gravity mains | CASE121403WW | Section 73 | 2012-07-13 | 2012-13 |  |  | 76.38% | 74.4441 | metres | 3336.402 | 248375.4953 | 21818.6766 | 11.5%
41103 | Gravity mains | CASE121403WW | Section 73 | 2012-07-13 | 2012-13 |  |  | 76.38% | 22.9481 | metres | 3592.3639 | 82437.8337 | 7241.7951 | 11.5%
41103 | Gravity mains | CASE121403WW | Section 73 | 2012-07-13 | 2012-13 |  |  | 76.38% | 34.2769 | metres | 950.8722 | 32592.9221 | 2863.1425 | 11.5%
41103 | Gravity mains | CASE121403WW | Section 73 | 2012-07-13 | 2012-13 |  |  | 76.38% | 8.314 | metres | 950.8722 | 7905.5551 | 694.4677 | 11.5%
41103 | Gravity mains | CASE121403WW | Section 73 | 2012-07-13 | 2012-13 |  |  | 76.38% | 23.0329 | metres | 3336.402 | 76846.8649 | 6750.6534 | 11.5%
41103 | Gravity mains | CASE121403WW | Section 73 | 2012-07-13 | 2012-13 |  |  | 76.38% | 23.1416 | metres | 3336.402 | 77209.8149 | 6782.537 | 11.5%
41103 | Gravity mains | CASE121403WW | Section 73 | 2012-07-13 | 2012-13 |  |  | 76.38% | 21.9366 | metres | 3336.402 | 73189.3916 | 6429.3608 | 11.5%
41103 | Gravity mains | CASE121403WW | Section 73 | 2012-07-13 | 2012-13 |  |  | 76.38% | 43.9688 | metres | 812.2293 | 35712.7833 | 3137.2083 | 11.5%
41103 | Gravity mains | CASE121403WW | Section 73 | 2012-07-13 | 2012-13 |  |  | 76.38% | 43.4713 | metres | 812.2293 | 35308.6649 | 3101.7083 | 11.5%
41103 | Gravity mains | CASE121403WW | Section 73 | 2012-07-13 | 2012-13 |  |  | 76.38% | 82.1177 | metres | 812.2293 | 66698.4377 | 5859.1595 | 11.5%
41103 | Gravity mains | CASE121403WW | Section 73 | 2012-07-13 | 2012-13 |  |  | 76.38% | 31.093 | metres | 812.2293 | 25254.6643 | 2218.5093 | 11.5%
41103 | Gravity mains | CASE121403WW | Section 73 | 2012-07-13 | 2012-13 |  |  | 76.38% | 46.7233 | metres | 812.2293 | 37950.0063 | 3333.7384 | 11.5%
41103 | Gravity mains | CASE121403WW | Section 73 | 2012-07-13 | 2012-13 |  |  | 76.38% | 15.0087 | metres | 3336.402 | 50075.1949 | 4398.882 | 11.5%
41103 | Gravity mains | CASE121403WW | Section 73 | 2012-07-13 | 2012-13 |  |  | 76.38% | 83.9144 | metres | 3336.402 | 279972.0631 | 24594.2938 | 11.5%
41103 | Gravity mains | CASE121403WW | Section 73 | 2012-07-13 | 2012-13 |  |  | 76.38% | 29.1932 | metres | 3336.402 | 97400.348 | 8556.185 | 11.5%
41103 | Gravity mains | CASE121403WW | Section 73 | 2012-07-13 | 2012-13 |  |  | 76.38% | 19.8814 | metres | 812.2293 | 16148.2283 | 1418.5496 | 11.5%
41103 | Gravity mains | CASE121403WW | Section 73 | 2012-07-13 | 2012-13 |  |  | 76.38% | 20.7768 | metres | 812.2293 | 16875.5146 | 1482.4385 | 11.5%
41103 | Gravity mains | CASE121403WW | Section 73 | 2012-07-13 | 2012-13 |  |  | 76.38% | 29.2295 | metres | 812.2293 | 23741.0454 | 2085.5447 | 11.5%
41103 | Gravity mains | CASE121403WW | Section 73 | 2012-07-13 | 2012-13 |  |  | 76.38% | 21.0872 | metres | 3336.402 | 70355.4883 | 6180.415 | 11.5%
41103 | Gravity mains | CASE121403WW | Section 73 | 2012-07-13 | 2012-13 |  |  | 76.38% | 17.5142 | metres | 3336.402 | 58434.2628 | 5133.1887 | 11.5%
41103 | Gravity mains | CASE121403WW | Section 73 | 2012-07-13 | 2012-13 |  |  | 76.38% | 13.5522 | metres | 812.2293 | 11007.4886 | 966.9586 | 11.5%
41103 | Gravity mains | CASE121403WW | Section 73 | 2012-07-13 | 2012-13 |  |  | 76.38% | 7.5833 | metres | 812.2293 | 6159.3935 | 541.0752 | 11.5%
41103 | Gravity mains | CASE121403WW | Section 73 | 2012-07-13 | 2012-13 |  |  | 76.38% | 7.6966 | metres | 812.2293 | 6251.3697 | 549.1549 | 11.5%
41103 | Gravity mains | CASE121403WW | Section 73 | 2012-07-13 | 2012-13 |  |  | 76.38% | 26.7328 | metres | 812.2293 | 21713.201 | 1907.4076 | 11.5%
41103 | Gravity mains | CASE121403WW | Section 73 | 2012-07-13 | 2012-13 |  |  | 76.38% | 31.1131 | metres | 3336.402 | 103805.9349 | 9118.8872 | 11.5%
41103 | Gravity mains | CASE121403WW | Section 73 | 2012-07-13 | 2012-13 |  |  | 76.38% | 26.2298 | metres | 3336.402 | 87513.0177 | 7687.6273 | 11.5%
41103 | Gravity mains | CASE121403WW | Section 73 | 2012-07-13 | 2012-13 |  |  | 76.38% | 26.4188 | metres | 3336.402 | 88143.8203 | 7743.0405 | 11.5%
41103 | Gravity mains | CASE121403WW | Section 73 | 2012-07-13 | 2012-13 |  |  | 76.38% | 19.4552 | metres | 812.2293 | 15802.1154 | 1388.1452 | 11.5%
41103 | Gravity mains | CASE121403WW | Section 73 | 2012-07-13 | 2012-13 |  |  | 76.38% | 7.8711 | metres | 812.2293 | 6393.162 | 561.6107 | 11.5%
41103 | Gravity mains | CASE121403WW | Section 73 | 2012-07-13 | 2012-13 |  |  | 76.38% | 20.2315 | metres | 812.2293 | 16432.623 | 1443.5325 | 11.5%
41103 | Gravity mains | CASE121403WW | Section 73 | 2012-07-13 | 2012-13 |  |  | 76.38% | 7.7092 | metres | 812.2293 | 6261.6495 | 550.0579 | 11.5%
41103 | Gravity mains | CASE121403WW | Section 73 | 2012-07-13 | 2012-13 |  |  | 76.38% | 22.3247 | metres | 812.2293 | 18132.774 | 1592.8831 | 11.5%
41103 | Gravity mains | CASE121403WW | Section 73 | 2012-07-13 | 2012-13 |  |  | 76.38% | 20.6391 | metres | 3336.402 | 68860.2213 | 6049.0625 | 11.5%
41103 | Gravity mains | CASE121403WW | Section 73 | 2012-07-13 | 2012-13 |  |  | 76.38% | 25.3113 | metres | 3336.402 | 84448.619 | 7418.4335 | 11.5%
41103 | Gravity mains | CASE121403WW | Section 73 | 2012-07-13 | 2012-13 |  |  | 76.38% | 26.9092 | metres | 3336.402 | 89780.0703 | 7886.7777 | 11.5%
41103 | Gravity mains | CASE121403WW | Section 73 | 2012-07-13 | 2012-13 |  |  | 76.38% | 8.504 | metres | 812.2293 | 6907.1788 | 606.7648 | 11.5%
41103 | Gravity mains | CASE121403WW | Section 73 | 2012-07-13 | 2012-13 |  |  | 76.38% | 8.0621 | metres | 812.2293 | 6548.2495 | 575.2344 | 11.5%
41103 | Gravity mains | CASE121403WW | Section 73 | 2012-07-13 | 2012-13 |  |  | 76.38% | 14.0255 | metres | 812.2293 | 11391.8973 | 1000.7272 | 11.5%
41103 | Gravity mains | CASE121403WW | Section 73 | 2012-07-13 | 2012-13 |  |  | 76.38% | 17.452 | metres | 3336.402 | 58226.8848 | 5114.9715 | 11.5%
41103 | Gravity mains | CASE121403WW | Section 73 | 2012-07-13 | 2012-13 |  |  | 76.38% | 7.8058 | metres | 812.2293 | 6340.1083 | 556.9502 | 11.5%
41103 | Gravity mains | CASE121403WW | Section 73 | 2012-07-13 | 2012-13 |  |  | 76.38% | 14.1825 | metres | 812.2293 | 11519.4665 | 1011.9336 | 11.5%
41103 | Gravity mains | CASE121403WW | Section 73 | 2012-07-13 | 2012-13 |  |  | 76.38% | 7.5231 | metres | 812.2293 | 6110.4698 | 536.7775 | 11.5%
41103 | Gravity mains | CASE121403WW | Section 73 | 2012-07-13 | 2012-13 |  |  | 76.38% | 62.104 | metres | 812.2293 | 50442.7216 | 4431.1675 | 11.5%
41103 | Gravity mains | CASE121403WW | Section 73 | 2012-07-13 | 2012-13 |  |  | 76.38% | 44.4769 | metres | 3336.402 | 148392.7851 | 13035.6426 | 11.5%
41103 | Gravity mains | CASE121403WW | Section 73 | 2012-07-13 | 2012-13 |  |  | 76.38% | 20.1419 | metres | 3336.402 | 67201.5967 | 5903.3598 | 11.5%
41103 | Gravity mains | CASE121403WW | Section 73 | 2012-07-13 | 2012-13 |  |  | 76.38% | 20.8523 | metres | 812.2293 | 16936.8413 | 1487.8258 | 11.5%
41103 | Gravity mains | CASE121403WW | Section 73 | 2012-07-13 | 2012-13 |  |  | 76.38% | 20.5626 | metres | 812.2293 | 16701.5358 | 1467.1552 | 11.5%
41103 | Gravity mains | CASE121403WW | Section 73 | 2012-07-13 | 2012-13 |  |  | 76.38% | 6.2939 | metres | 812.2293 | 5112.0955 | 449.0747 | 11.5%
41103 | Gravity mains | CASE121403WW | Section 73 | 2012-07-13 | 2012-13 |  |  | 76.38% | 58.4938 | metres | 812.2293 | 47510.3768 | 4173.5741 | 11.5%
41103 | Gravity mains | CASE121403WW | Section 73 | 2012-07-13 | 2012-13 |  |  | 76.38% | 29.149 | metres | 3336.402 | 97252.7255 | 8543.217 | 11.5%
41103 | Gravity mains | CASE121403WW | Section 73 | 2012-07-13 | 2012-13 |  |  | 76.38% | 19.9253 | metres | 3336.402 | 66478.9619 | 5839.8795 | 11.5%
43007 | Gravity mains | CASE162195WW | Section 73 | 2017-09-29 | 2017-18 |  |  | 76.38% | 6.5248 | metres | 950.8722 | 6204.2962 | 283.5142 | 5.983%
43007 | Gravity mains | CASE162195WW | Section 73 | 2017-09-29 | 2017-18 |  |  | 76.38% | 96.7508 | metres | 950.8722 | 91997.6304 | 4203.9632 | 5.983%
43007 | Gravity mains | CASE162195WW | Section 73 | 2017-09-29 | 2017-18 |  |  | 76.38% | 98.0261 | metres | 950.8722 | 93210.2466 | 4259.3754 | 5.983%
42352 | Gravity mains | PRO20026482 | Unknown | 2015-12-14 | 2015-16 |  |  | 76.38% | 140.1671 | metres | 1680.8751 | 235603.4574 | 179959.8303 | 100%
42352 | Gravity mains | PRO20026482 | Unknown | 2015-12-14 | 2015-16 |  |  | 76.38% | 95.2684 | metres | 4137.5668 | 394179.2133 | 301083.9702 | 100%
42352 | Gravity mains | PRO20026482 | Unknown | 2015-12-14 | 2015-16 |  |  | 76.38% | 115.9179 | metres | 1680.8751 | 194843.4932 | 148826.3473 | 100%
42352 | Gravity mains | PRO20026482 | Unknown | 2015-12-14 | 2015-16 |  |  | 76.38% | 115.9022 | metres | 1361.4566 | 157795.7636 | 120528.3622 | 100%
42352 | Gravity mains | PRO20026482 | Unknown | 2015-12-14 | 2015-16 |  |  | 76.38% | 115.9958 | metres | 1361.4566 | 157923.2647 | 120625.7507 | 100%
42352 | Gravity mains | PRO20026482 | Unknown | 2015-12-14 | 2015-16 |  |  | 76.38% | 119.9116 | metres | 1361.4566 | 163254.4393 | 124697.8356 | 100%
42352 | Gravity mains | PRO20026482 | Unknown | 2015-12-14 | 2015-16 |  |  | 76.38% | 96.4892 | metres | 4137.5668 | 399230.5554 | 304942.3119 | 100%
42352 | Gravity mains | PRO20026482 | Unknown | 2015-12-14 | 2015-16 |  |  | 76.38% | 115.8645 | metres | 4137.5668 | 479397.2093 | 366175.613 | 100%
42352 | Gravity mains | PRO20026482 | Unknown | 2015-12-14 | 2015-16 |  |  | 76.38% | 117.1739 | metres | 1361.4566 | 159527.1861 | 121850.8661 | 100%
42352 | Gravity mains | PRO20026482 | Unknown | 2015-12-14 | 2015-16 |  |  | 76.38% | 129.1462 | metres | 4137.5668 | 534351.1921 | 408150.8434 | 100%
42352 | Gravity mains | PRO20026482 | Unknown | 2015-12-14 | 2015-16 |  |  | 76.38% | 77.7884 | metres | 4137.5668 | 321854.5562 | 245840.5829 | 100%
42352 | Gravity mains | PRO20026482 | Unknown | 2015-12-14 | 2015-16 |  |  | 76.38% | 87.5536 | metres | 4137.5668 | 362258.718 | 276702.2952 | 100%
42352 | Gravity mains | PRO20026482 | Unknown | 2015-12-14 | 2015-16 |  |  | 76.38% | 147.8971 | metres | 4137.5668 | 611934.1373 | 467410.6429 | 100%
42352 | Gravity mains | PRO20026482 | Unknown | 2015-12-14 | 2015-16 |  |  | 76.38% | 125.9588 | metres | 1361.4566 | 171487.4915 | 130986.4473 | 100%
40562 | Gravity mains | CASE117448WW | Section 73 | 2011-01-19 | 2010-11 |  |  | 76.38% | 163.1629 | metres | 2005.9707 | 327299.9908 | 136372.9977 | 54.55%
40562 | Gravity mains | CASE117448WW | Section 73 | 2011-01-19 | 2010-11 |  |  | 76.38% | 136.1389 | metres | 4641.6566 | 631909.853 | 263291.9136 | 54.55%
43006 | Gravity mains | CASE157048WW | Section 73 | 2017-09-28 | 2017-18 |  |  | 76.38% | 142.9142 | metres | 1680.8751 | 240220.9949 | 154473.1958 | 84.19%
43006 | Gravity mains | CASE157048WW | Section 73 | 2017-09-28 | 2017-18 |  |  | 76.38% | 117.8301 | metres | 3592.3639 | 423288.5192 | 272194.0701 | 84.19%
43006 | Gravity mains | CASE157048WW | Section 73 | 2017-09-28 | 2017-18 |  |  | 76.38% | 163.2252 | metres | 4416.6341 | 720905.8262 | 463575.7458 | 84.19%
43006 | Gravity mains | CASE157048WW | Section 73 | 2017-09-28 | 2017-18 |  |  | 76.38% | 90.6867 | metres | 1680.8751 | 152432.949 | 98021.4273 | 84.19%
43006 | Gravity mains | CASE157048WW | Section 73 | 2017-09-28 | 2017-18 |  |  | 76.38% | 41.8753 | metres | 1680.8751 | 70387.1405 | 45262.1826 | 84.19%
43006 | Gravity mains | CASE157048WW | Section 73 | 2017-09-28 | 2017-18 |  |  | 76.38% | 93.9838 | metres | 4416.6341 | 415091.9528 | 266923.2993 | 84.19%
43006 | Gravity mains | CASE157048WW | Section 73 | 2017-09-28 | 2017-18 |  |  | 76.38% | 61.6547 | metres | 3592.3639 | 221486.2415 | 142425.884 | 84.19%
43006 | Gravity mains | CASE157048WW | Section 73 | 2017-09-28 | 2017-18 |  |  | 76.38% | 97.4095 | metres | 1680.8751 | 163733.1898 | 105288.0041 | 84.19%
43006 | Gravity mains | CASE157048WW | Section 73 | 2017-09-28 | 2017-18 |  |  | 76.38% | 52.5341 | metres | 3592.3639 | 188721.6938 | 121356.7664 | 84.19%
43006 | Gravity mains | CASE157048WW | Section 73 | 2017-09-28 | 2017-18 |  |  | 76.38% | 26.7714 | metres | 3592.3639 | 96172.7044 | 61843.4912 | 84.19%
43006 | Gravity mains | CASE157048WW | Section 73 | 2017-09-28 | 2017-18 |  |  | 76.38% | 51.1607 | metres | 3592.3639 | 183787.9716 | 118184.1552 | 84.19%
43006 | Gravity mains | CASE157048WW | Section 73 | 2017-09-28 | 2017-18 |  |  | 76.38% | 39.2433 | metres | 950.8722 | 37315.3324 | 23995.4824 | 84.19%
43006 | Gravity mains | CASE157048WW | Section 73 | 2017-09-28 | 2017-18 |  |  | 76.38% | 47.5708 | metres | 3592.3639 | 170891.6377 | 109891.2168 | 84.19%
43006 | Gravity mains | CASE157048WW | Section 73 | 2017-09-28 | 2017-18 |  |  | 76.38% | 63.8465 | metres | 1162.6195 | 74229.1518 | 47732.7733 | 84.19%
43006 | Gravity mains | CASE157048WW | Section 73 | 2017-09-28 | 2017-18 |  |  | 76.38% | 45.1072 | metres | 1162.6195 | 52442.5128 | 33722.9581 | 84.19%
43006 | Gravity mains | CASE157048WW | Section 73 | 2017-09-28 | 2017-18 |  |  | 76.38% | 47.0713 | metres | 3592.3639 | 169097.3666 | 108737.4175 | 84.19%
43006 | Gravity mains | CASE157048WW | Section 73 | 2017-09-28 | 2017-18 |  |  | 76.38% | 86.6932 | metres | 4137.5668 | 358698.9351 | 230659.9841 | 84.19%
43006 | Gravity mains | CASE157048WW | Section 73 | 2017-09-28 | 2017-18 |  |  | 76.38% | 67.3353 | metres | 1361.4566 | 91674.0851 | 58950.6712 | 84.19%
43006 | Gravity mains | CASE157048WW | Section 73 | 2017-09-28 | 2017-18 |  |  | 76.38% | 61.1728 | metres | 3592.3639 | 219755.1112 | 141312.6873 | 84.19%
43006 | Gravity mains | CASE157048WW | Section 73 | 2017-09-28 | 2017-18 |  |  | 76.38% | 65.0609 | metres | 1361.4566 | 88577.534 | 56959.4459 | 84.19%
43006 | Gravity mains | CASE157048WW | Section 73 | 2017-09-28 | 2017-18 |  |  | 76.38% | 45.3046 | metres | 3592.3639 | 162750.4915 | 104656.0837 | 84.19%
43006 | Gravity mains | CASE157048WW | Section 73 | 2017-09-28 | 2017-18 |  |  | 76.38% | 94.7827 | metres | 4137.5668 | 392169.8101 | 252183.3027 | 84.19%
43006 | Gravity mains | CASE157048WW | Section 73 | 2017-09-28 | 2017-18 |  |  | 76.38% | 98.3227 | metres | 1162.6195 | 114311.8346 | 73507.7899 | 84.19%
43006 | Gravity mains | CASE157048WW | Section 73 | 2017-09-28 | 2017-18 |  |  | 76.38% | 39.5926 | metres | 1162.6195 | 46031.1435 | 29600.1515 | 84.19%
43006 | Gravity mains | CASE157048WW | Section 73 | 2017-09-28 | 2017-18 |  |  | 76.38% | 99.4299 | metres | 1162.6195 | 115599.1772 | 74335.6106 | 84.19%
43006 | Gravity mains | CASE157048WW | Section 73 | 2017-09-28 | 2017-18 |  |  | 76.38% | 62.1191 | metres | 1162.6195 | 72220.829 | 46441.329 | 84.19%
43006 | Gravity mains | CASE157048WW | Section 73 | 2017-09-28 | 2017-18 |  |  | 76.38% | 42.2247 | metres | 3592.3639 | 151686.4844 | 97541.4161 | 84.19%
43006 | Gravity mains | CASE157048WW | Section 73 | 2017-09-28 | 2017-18 |  |  | 76.38% | 64.8443 | metres | 1162.6195 | 75389.2571 | 48478.7746 | 84.19%
43006 | Gravity mains | CASE157048WW | Section 73 | 2017-09-28 | 2017-18 |  |  | 76.38% | 101.2618 | metres | 950.8722 | 96286.9977 | 61916.9871 | 84.19%
43006 | Gravity mains | CASE157048WW | Section 73 | 2017-09-28 | 2017-18 |  |  | 76.38% | 100.5051 | metres | 3592.3639 | 361050.7213 | 232172.2912 | 84.19%
43006 | Gravity mains | CASE157048WW | Section 73 | 2017-09-28 | 2017-18 |  |  | 76.38% | 78.1758 | metres | 950.8722 | 74335.1699 | 47800.9479 | 84.19%
43006 | Gravity mains | CASE157048WW | Section 73 | 2017-09-28 | 2017-18 |  |  | 76.38% | 94.6012 | metres | 1162.6195 | 109985.1817 | 70725.5522 | 84.19%
43006 | Gravity mains | CASE157048WW | Section 73 | 2017-09-28 | 2017-18 |  |  | 76.38% | 27.5756 | metres | 3592.3639 | 99061.7116 | 63701.2563 | 84.19%
38979 | Gravity mains | PRO3002535 | Unknown | 2006-09-19 | 2006-07 |  |  | 76.38% | 15.4922 | metres | 3336.402 | 51688.0932 | 39480.662 | 100%
42352 | Rising mains | PRO20026482 | Unknown | 2015-12-14 | 2015-16 |  |  | 76.38% | 1086.7565 | metres | 3592.3639 | 3904024.763 | 2981992.0371 | 100%
42352 | Rising mains | PRO20026482 | Unknown | 2015-12-14 | 2015-16 |  |  | 76.38% | 11.5422 | metres | 404.9395 | 4673.9069 | 3570.0473 | 100%
42352 | Rising mains | PRO20026482 | Unknown | 2015-12-14 | 2015-16 |  |  | 76.38% | 4.8832 | metres | 644.3102 | 3146.3042 | 2403.226 | 100%
42352 | Rising mains | PRO20026482 | Unknown | 2015-12-14 | 2015-16 |  |  | 76.38% | 19.8231 | metres | 644.3102 | 12772.2146 | 9755.7379 | 100%
42352 | Rising mains | PRO20026482 | Unknown | 2015-12-14 | 2015-16 |  |  | 76.38% | 4.7843 | metres | 644.3102 | 3082.5449 | 2354.5251 | 100%
42352 | Rising mains | PRO20026482 | Unknown | 2015-12-14 | 2015-16 |  |  | 76.38% | 1.0816 | metres | 644.3102 | 696.8712 | 532.2877 | 100%
42352 | Rising mains | PRO20026482 | Unknown | 2015-12-14 | 2015-16 |  |  | 76.38% | 1.4551 | metres | 644.3102 | 937.5104 | 716.0939 | 100%
42352 | Rising mains | PRO20026482 | Unknown | 2015-12-14 | 2015-16 |  |  | 76.38% | 1.454 | metres | 644.3102 | 936.853 | 715.5918 | 100%
42352 | Rising mains | PRO20026482 | Unknown | 2015-12-14 | 2015-16 |  |  | 76.38% | 1.5606 | metres | 404.9395 | 631.9684 | 482.7133 | 100%
43306 | Rising mains | PRO20029163 | Section 73 | 2018-07-25 | 2018-19 |  |  | 76.38% | 440.637 | metres | 644.3102 | 283906.917 | 216855.2243 | 100%
43501 | Rising mains | PRO200229163 | Unknown | 2019-02-05 | 2018-19 |  |  | 76.38% | 0.99638 | metres | 404.9395 | 403.4736 | 308.1833 | 100%
43501 | Rising mains | PRO20029163 | Section 73 | 2019-02-05 | 2018-19 |  |  | 76.38% | 1.0263 | metres | 644.3102 | 661.251 | 505.0801 | 100%
43501 | Rising mains | PRO200229163 | Unknown | 2019-02-05 | 2018-19 |  |  | 76.38% | 2.0881 | metres | 404.9395 | 845.5705 | 645.868 | 100%
43501 | Rising mains | PRO200229163 | Unknown | 2019-02-05 | 2018-19 |  |  | 76.38% | 3.613 | metres | 404.9395 | 1463.037 | 1117.5044 | 100%
43501 | Rising mains | PRO200229163 | Unknown | 2019-02-05 | 2018-19 |  |  | 76.38% | 0.93922 | metres | 404.9395 | 380.326 | 290.5025 | 100%
43501 | Rising mains | PRO20029163 | Section 73 | 2019-02-05 | 2018-19 |  |  | 76.38% | 3.2916 | metres | 479.7932 | 1579.311 | 1206.3174 | 100%
43501 | Rising mains | PRO20029163 | Section 73 | 2019-02-05 | 2018-19 |  |  | 76.38% | 2.8595 | metres | 479.7932 | 1371.9471 | 1047.9276 | 100%
43501 | Rising mains | PRO200229163 | Unknown | 2019-02-05 | 2018-19 |  |  | 76.38% | 1.4942 | metres | 404.9395 | 605.0791 | 462.1746 | 100%
43306 | Rising mains | PRO20029163 | Section 73 | 2018-07-25 | 2018-19 |  |  | 76.38% | 0.78853 | metres | 479.7932 | 378.333 | 288.9802 | 100%
43501 | Rising mains | PRO20029163 | Section 73 | 2019-02-05 | 2018-19 |  |  | 76.38% | 1.9106 | metres | 479.7932 | 916.6894 | 700.1904 | 100%
43501 | Rising mains | PRO20029163 | Section 73 | 2019-02-05 | 2018-19 |  |  | 76.38% | 3.6514 | metres | 479.7932 | 1751.9216 | 1338.1616 | 100%
43501 | Rising mains | PRO20029163 | Section 73 | 2019-02-05 | 2018-19 |  |  | 76.38% | 3.8284 | metres | 479.7932 | 1836.8454 | 1403.0286 | 100%
43501 | Rising mains | PRO20029163 | Section 73 | 2019-02-05 | 2018-19 |  |  | 76.38% | 1.8867 | metres | 479.7932 | 905.2227 | 691.4318 | 100%
43306 | Rising mains | PRO20029163 | Section 73 | 2018-07-25 | 2018-19 |  |  | 76.38% | 1.9992 | metres | 644.3102 | 1288.0806 | 983.8683 | 100%
43306 | Rising mains | PRO20029163 | Section 73 | 2018-07-25 | 2018-19 |  |  | 76.38% | 1.099 | metres | 644.3102 | 708.1113 | 540.8732 | 100%
43306 | Rising mains | PRO20029163 | Section 73 | 2018-07-25 | 2018-19 |  |  | 76.38% | 0.99972 | metres | 644.3102 | 644.1301 | 492.0028 | 100%
43306 | Rising mains | PRO20029163 | Section 73 | 2018-07-25 | 2018-19 |  |  | 76.38% | 246.6069 | metres | 644.3102 | 158891.37 | 121365.2138 | 100%
43306 | Rising mains | PRO20029163 | Section 73 | 2018-07-25 | 2018-19 |  |  | 76.38% | 82.0281 | metres | 3592.3639 | 294674.7807 | 225079.9887 | 100%
43306 | Rising mains | PRO20029163 | Section 73 | 2018-07-25 | 2018-19 |  |  | 76.38% | 0.99887 | metres | 644.3102 | 643.5805 | 491.5829 | 100%
43306 | Rising mains | PRO20029163 | Section 73 | 2018-07-25 | 2018-19 |  |  | 76.38% | 0.99967 | metres | 644.3102 | 644.1005 | 491.9801 | 100%
43306 | Rising mains | PRO20029163 | Section 73 | 2018-07-25 | 2018-19 |  |  | 76.38% | 1.4988 | metres | 644.3102 | 965.6998 | 737.6258 | 100%
39692 | SPS |  | SPS262 WILMOT REFURBISH ELECT | 2008-09-01 | 2008-09 |  |  | 76.38% | 1 | pumping station | 92294.3077 | 92294.3077 | 70496.7072 | 100%
39763 | SPS |  | ROPES CROSSING ADI DEVEL AREA | 2008-11-11 | 2008-09 |  |  | 76.38% | 1 | pumping station | 2738716.303 | 2738716.303 | 2091900.2064 | 100%
43678 | SPS |  | SP1157 St Marys Upgrade | 2019-08-01 | 2019-20 |  |  | 76.38% | 1 | pumping station | 7330901.6873 | 7330901.6873 | 5599526.587 | 100%
42572 | SPS |  | SP1184InfrastructureServGrowth | 2016-07-21 | 2016-17 |  |  | 76.38% | 1 | pumping station | 4692574.1755 | 4692574.1755 | 3584305.8573 | 100%
1996 | STP | ST0011 | Plant - General, Preliminary treatment, Primary treatment, Secondary treatment, Tertiary treatment, Pumping, Sludge Processing, Chemical dosing, | 1996-06-30 | 1995-96 |  |  | 76.38% | 1 | treatment | 44847719.1283 | 44847719.1283 | 34255812.7684 | 100%
1998 | STP | ST0011 | Plant - Tertiary Treatment | 1998-06-30 | 1997-98 |  |  | 76.38% | 1 | treatment | 3565438.2567 | 3565438.2567 | 2723371.171 | 100%
1999 | STP | ST0011 | Plant - Secondary treatment, Tertiary Treatment, Sludge Processing, Chemical Dosing | 1999-06-30 | 1998-99 |  |  | 76.38% | 1 | treatment | 8379283.293 | 8379283.293 | 6400306.7535 | 100%
2000 | STP | ST0011 | Plant - Preliminary Treatment | 2000-06-30 | 1999-00 |  |  | 76.38% | 1 | treatment | 719128.3293 | 719128.3293 | 549288.2555 | 100%
2002 | STP | ST0011 | RDP Plant | 2002-06-30 | 2001-02 |  |  | 76.38% | 1 | treatment | 2022214.8697 | 2022214.8697 | 1544618.44 | 100%
[5 empty] | - |  |  | 76.38%
1996 | Gravity mains | 360524 | To serve growth in Southern Blacktown | 1996-06-30 | 1995-96 |  |  | 76.38% | 179.81 | metres | 624.7168 | 112330.325 | 85800.7197 | 100%
1996 | Gravity mains | 360983 | To serve growth in Doonside and Woodcroft | 1996-06-30 | 1995-96 |  |  | 76.38% | 83.25 | metres | 685.068 | 57031.9122 | 31364.9316 | 72%
1997 | Gravity mains | 361193 | To serve growth in Arndell Park and Huntingwood | 1997-06-30 | 1996-97 |  |  | 76.38% | 86.918 | metres | 971.2195 | 84416.4528 | 64479.4041 | 100%
1997 | Gravity mains | 361429 | To serve growth in Huntingwood | 1997-06-30 | 1996-97 |  |  | 76.38% | 28.33 | metres | 1066.2476 | 30206.7935 | 23072.7065 | 100%
1999 | Gravity mains | 362105 | To serve growth in Blacktown CBD | 1999-06-30 | 1998-99 |  |  | 76.38% | 81.45 | metres | 893.9085 | 72808.8438 | 3892.9255 | 7%
1999 | Gravity mains | 361901 | To serve growth in Doonside and Woodcroft | 1999-06-30 | 1998-99 |  |  | 76.38% | 53.39 | metres | 2290.3384 | 122281.1684 | 67249.025 | 72%
2002 | Gravity mains | 3001651 | To serve growth in Blacktown North CBD | 2002-06-30 | 2001-02 |  |  | 76.38% | 122 | metres | 893.9085 | 109056.8317 | 42483.1752 | 51%
2002 | Gravity mains | 3001651 | To serve growth in Blacktown North CBD | 2002-06-30 | 2001-02 |  |  | 76.38% | 22 | metres | 771.4994 | 16972.9861 | 6611.8402 | 51%
2005 | Gravity mains | CASE58551WW | Reticulation at WOODCROFT | 2005-06-30 | 2004-05 |  |  | 76.38% | 45.5328 | metres | 563.7261 | 25668.0147 | 18978.4949 | 96.8%
2005 | Gravity mains | CASE58551WW | Reticulation at WOODCROFT | 2005-06-30 | 2004-05 |  |  | 76.38% | 32.5738 | metres | 563.7261 | 18362.7009 | 13577.0697 | 96.8%
2005 | Gravity mains | CASE58551WW | Reticulation at WOODCROFT | 2005-06-30 | 2004-05 |  |  | 76.38% | 59.9828 | metres | 563.7261 | 33813.8524 | 25001.3893 | 96.8%
2005 | Gravity mains | CASE58551WW | Reticulation at WOODCROFT | 2005-06-30 | 2004-05 |  |  | 76.38% | 29.4124 | metres | 563.7261 | 16580.552 | 12259.3791 | 96.8%
38667 | Gravity mains | CASE58551WW | Reticulation at WOODCROFT | 2005-11-11 | 2005-06 |  |  | 76.38% | 36.1219 | metres | 3336.402 | 120517.3287 | 89108.4699 | 96.8%
38667 | Gravity mains | CASE58551WW | Reticulation at WOODCROFT | 2005-11-11 | 2005-06 |  |  | 76.38% | 61.7992 | metres | 3336.402 | 206187.0675 | 152451.2226 | 96.8%
2005 | Gravity mains | CASE58551WW | Reticulation at WOODCROFT | 2005-06-30 | 2004-05 |  |  | 76.38% | 15.9405 | metres | 563.7261 | 8986.0871 | 6644.1605 | 96.8%
2005 | Gravity mains | CASE58551WW | Reticulation at WOODCROFT | 2005-06-30 | 2004-05 |  |  | 76.38% | 19.7297 | metres | 563.7261 | 11122.17 | 8223.544 | 96.8%
38667 | Gravity mains | CASE58551WW | Reticulation at WOODCROFT | 2005-11-11 | 2005-06 |  |  | 76.38% | 31.587 | metres | 3336.402 | 105387.0909 | 77921.4286 | 96.8%
2005 | Gravity mains | CASE58551WW | Reticulation at WOODCROFT | 2005-06-30 | 2004-05 |  |  | 76.38% | 45.7238 | metres | 563.7261 | 25775.685 | 19058.1046 | 96.8%
38667 | Gravity mains | CASE58551WW | Reticulation at WOODCROFT | 2005-11-11 | 2005-06 |  |  | 76.38% | 29.7584 | metres | 3336.402 | 99286.027 | 73410.4053 | 96.8%
38667 | Gravity mains | CASE58551WW | Reticulation at WOODCROFT | 2005-11-11 | 2005-06 |  |  | 76.38% | 29.9032 | metres | 3336.402 | 99769.0846 | 73767.5699 | 96.8%
38667 | Gravity mains | CASE58551WW | Branch at WOODCROFT | 2005-11-11 | 2005-06 |  |  | 76.38% | 88.0111 | metres | 4641.6566 | 408517.4234 | 302050.8579 | 96.8%
2005 | Gravity mains | CASE58551WW | Branch at WOODCROFT | 2005-06-30 | 2004-05 |  |  | 76.38% | 71.6163 | metres | 1472.1303 | 105428.5649 | 77952.0937 | 96.8%
2005 | Gravity mains | CASE58551WW | Branch at WOODCROFT | 2005-06-30 | 2004-05 |  |  | 76.38% | 105.2488 | metres | 1472.1303 | 154939.9337 | 114559.9605 | 96.8%
38667 | Gravity mains | CASE58551WW | Branch at WOODCROFT | 2005-11-11 | 2005-06 |  |  | 76.38% | 111.2231 | metres | 4416.6341 | 491231.7676 | 363208.4419 | 96.8%
2005 | Gravity mains | CASE58551WW | Branch at WOODCROFT | 2005-06-30 | 2004-05 |  |  | 76.38% | 99.7181 | metres | 1472.1303 | 146798.0361 | 108539.9795 | 96.8%
2005 | Gravity mains | CASE58551WW | Reticulation at WOODCROFT | 2005-06-30 | 2004-05 |  |  | 76.38% | 54.8468 | metres | 634.5945 | 34805.4617 | 25734.5684 | 96.8%
38667 | Gravity mains | CASE58551WW | Branch at WOODCROFT | 2005-11-11 | 2005-06 |  |  | 76.38% | 73.4177 | metres | 4416.6341 | 324259.2499 | 239751.7927 | 96.8%
2005 | Gravity mains | CASE58551WW | Branch at WOODCROFT | 2005-06-30 | 2004-05 |  |  | 76.38% | 52.7882 | metres | 1472.1303 | 77711.0422 | 57458.2273 | 96.8%
2005 | Gravity mains | CASE58551WW | Branch at WOODCROFT | 2005-06-30 | 2004-05 |  |  | 76.38% | 43.2434 | metres | 1472.1303 | 63659.938 | 47069.0791 | 96.8%
2005 | Gravity mains | CASE58551WW | Reticulation at WOODCROFT | 2005-06-30 | 2004-05 |  |  | 76.38% | 48.5661 | metres | 634.5945 | 30819.7946 | 22787.6337 | 96.8%
38667 | Gravity mains | CASE58551WW | Reticulation at WOODCROFT | 2005-11-11 | 2005-06 |  |  | 76.38% | 33.271 | metres | 3336.402 | 111005.5618 | 82075.6307 | 96.8%
38667 | Gravity mains | CASE58551WW | Reticulation at WOODCROFT | 2005-11-11 | 2005-06 |  |  | 76.38% | 22.6241 | metres | 3875.3912 | 87677.1202 | 64826.9765 | 96.8%
38667 | Gravity mains | CASE58551WW | Reticulation at WOODCROFT | 2005-11-11 | 2005-06 |  |  | 76.38% | 8.8894 | metres | 3875.3912 | 34450.0301 | 25471.7683 | 96.8%
38667 | Gravity mains | CASE58551WW | Reticulation at WOODCROFT | 2005-11-11 | 2005-06 |  |  | 76.38% | 12.95 | metres | 3592.3639 | 46521.2811 | 34397.0466 | 96.8%
2005 | Gravity mains | CASE58551WW | Reticulation at WOODCROFT | 2005-06-30 | 2004-05 |  |  | 76.38% | 25.1449 | metres | 563.7261 | 14174.861 | 10480.6519 | 96.8%
2005 | Gravity mains | CASE58551WW | Reticulation at WOODCROFT | 2005-06-30 | 2004-05 |  |  | 76.38% | 27.9793 | metres | 563.7261 | 15772.64 | 11662.0226 | 96.8%
2005 | Gravity mains | CASE58551WW | Reticulation at WOODCROFT | 2005-06-30 | 2004-05 |  |  | 76.38% | 32.4414 | metres | 563.7261 | 18288.0526 | 13521.8761 | 96.8%
2005 | Gravity mains | CASE58551WW | Branch at WOODCROFT | 2005-06-30 | 2004-05 |  |  | 76.38% | 59.5707 | metres | 1472.1303 | 87695.8766 | 64840.8446 | 96.8%
38667 | Gravity mains | CASE58551WW | Branch at WOODCROFT | 2005-11-11 | 2005-06 |  |  | 76.38% | 68.252 | metres | 4416.6341 | 301444.1485 | 222882.6935 | 96.8%
2005 | Gravity mains | CASE58551WW | Reticulation at WOODCROFT | 2005-06-30 | 2004-05 |  |  | 76.38% | 12.1543 | metres | 563.7261 | 6851.6715 | 5066.0098 | 96.8%
2005 | Gravity mains | CASE58551WW | Branch at WOODCROFT | 2005-06-30 | 2004-05 |  |  | 76.38% | 51.7546 | metres | 1472.1303 | 76189.5552 | 56333.2656 | 96.8%
2005 | Gravity mains | CASE58551WW | Reticulation at WOODCROFT | 2005-06-30 | 2004-05 |  |  | 76.38% | 34.8882 | metres | 563.7261 | 19667.3794 | 14541.727 | 96.8%
2005 | Gravity mains | CASE58551WW | Reticulation at WOODCROFT | 2005-06-30 | 2004-05 |  |  | 76.38% | 38.004 | metres | 563.7261 | 21423.8661 | 15840.4434 | 96.8%
2005 | Gravity mains | CASE58551WW | Reticulation at WOODCROFT | 2005-06-30 | 2004-05 |  |  | 76.38% | 33.0067 | metres | 563.7261 | 18606.75 | 13757.5155 | 96.8%
38667 | Gravity mains | CASE58551WW | Reticulation at WOODCROFT | 2005-11-11 | 2005-06 |  |  | 76.38% | 30.1357 | metres | 3592.3639 | 108258.3558 | 80044.3932 | 96.8%
2005 | Gravity mains | CASE58551WW | Reticulation at WOODCROFT | 2005-06-30 | 2004-05 |  |  | 76.38% | 18.9775 | metres | 563.7261 | 10698.1177 | 7910.0069 | 96.8%
2005 | Gravity mains | CASE58551WW | Reticulation at WOODCROFT | 2005-06-30 | 2004-05 |  |  | 76.38% | 34.2818 | metres | 563.7261 | 19325.5621 | 14288.9931 | 96.8%
2005 | Gravity mains | CASE58551WW | Reticulation at WOODCROFT | 2005-06-30 | 2004-05 |  |  | 76.38% | 21.799 | metres | 563.7261 | 12288.6423 | 9086.0138 | 96.8%
2005 | Gravity mains | CASE58551WW | Reticulation at WOODCROFT | 2005-06-30 | 2004-05 |  |  | 76.38% | 20.0224 | metres | 563.7261 | 11287.1373 | 8345.518 | 96.8%
2005 | Gravity mains | CASE58551WW | Reticulation at WOODCROFT | 2005-06-30 | 2004-05 |  |  | 76.38% | 27.8439 | metres | 563.7261 | 15696.3331 | 11605.6026 | 96.8%
2005 | Gravity mains | CASE58551WW | Reticulation at WOODCROFT | 2005-06-30 | 2004-05 |  |  | 76.38% | 16.7148 | metres | 563.7261 | 9422.5873 | 6966.9013 | 96.8%
2005 | Gravity mains | CASE58551WW | Reticulation at WOODCROFT | 2005-06-30 | 2004-05 |  |  | 76.38% | 9.7102 | metres | 563.7261 | 5473.881 | 4047.2948 | 96.8%
38667 | Gravity mains | CASE58551WW | Reticulation at WOODCROFT | 2005-11-11 | 2005-06 |  |  | 76.38% | 19.9303 | metres | 3336.402 | 66495.5769 | 49165.7024 | 96.8%
2005 | Gravity mains | CASE58551WW | Reticulation at WOODCROFT | 2005-06-30 | 2004-05 |  |  | 76.38% | 36.4548 | metres | 563.7261 | 20550.4946 | 15194.6874 | 96.8%
2005 | Gravity mains | CASE58551WW | Reticulation at WOODCROFT | 2005-06-30 | 2004-05 |  |  | 76.38% | 24.8494 | metres | 563.7261 | 14008.2823 | 10357.4865 | 96.8%
38667 | Gravity mains | CASE58551WW | Reticulation at WOODCROFT | 2005-11-11 | 2005-06 |  |  | 76.38% | 29.4354 | metres | 3336.402 | 98208.2148 | 72613.4893 | 96.8%
2005 | Gravity mains | CASE58551WW | Reticulation at WOODCROFT | 2005-06-30 | 2004-05 |  |  | 76.38% | 6.4478 | metres | 563.7261 | 3634.7815 | 2687.4959 | 96.8%
38667 | Gravity mains | CASE58551WW | Reticulation at WOODCROFT | 2005-11-11 | 2005-06 |  |  | 76.38% | 47.7527 | metres | 3336.402 | 159322.3401 | 117800.2376 | 96.8%
2005 | Gravity mains | CASE58551WW | Reticulation at WOODCROFT | 2005-06-30 | 2004-05 |  |  | 76.38% | 90.0964 | metres | 563.7261 | 50789.7111 | 37553.0514 | 96.8%
2005 | Gravity mains | CASE58551WW | Reticulation at WOODCROFT | 2005-06-30 | 2004-05 |  |  | 76.38% | 59.4856 | metres | 563.7261 | 33533.5636 | 24794.1485 | 96.8%
2005 | Gravity mains | CASE58551WW | Reticulation at WOODCROFT | 2005-06-30 | 2004-05 |  |  | 76.38% | 46.7795 | metres | 563.7261 | 26370.8384 | 19498.1509 | 96.8%
38667 | Gravity mains | CASE58551WW | Reticulation at WOODCROFT | 2005-11-11 | 2005-06 |  |  | 76.38% | 46.529 | metres | 3336.402 | 155239.5181 | 114781.4681 | 96.8%
38667 | Gravity mains | CASE58551WW | Reticulation at WOODCROFT | 2005-11-11 | 2005-06 |  |  | 76.38% | 28.2866 | metres | 3336.402 | 94375.6322 | 69779.7426 | 96.8%
2005 | Gravity mains | CASE58551WW | Reticulation at WOODCROFT | 2005-06-30 | 2004-05 |  |  | 76.38% | 14.6735 | metres | 563.7261 | 8271.8487 | 6116.0647 | 96.8%
38667 | Gravity mains | CASE58551WW | Reticulation at WOODCROFT | 2005-11-11 | 2005-06 |  |  | 76.38% | 29.7314 | metres | 3336.402 | 99195.7407 | 73343.6492 | 96.8%
38667 | Gravity mains | CASE58551WW | Reticulation at WOODCROFT | 2005-11-11 | 2005-06 |  |  | 76.38% | 32.1766 | metres | 3336.402 | 107354.0187 | 79375.7416 | 96.8%
2005 | Gravity mains | CASE58551WW | Reticulation at WOODCROFT | 2005-06-30 | 2004-05 |  |  | 76.38% | 30.2758 | metres | 563.7261 | 17067.2786 | 12619.2565 | 96.8%
2005 | Gravity mains | CASE58551WW | Reticulation at WOODCROFT | 2005-06-30 | 2004-05 |  |  | 76.38% | 31.8326 | metres | 563.7261 | 17944.8611 | 13268.1261 | 96.8%
38667 | Gravity mains | CASE58551WW | Reticulation at WOODCROFT | 2005-11-11 | 2005-06 |  |  | 76.38% | 32.2863 | metres | 3336.402 | 107720.0989 | 79646.4151 | 96.8%
2005 | Gravity mains | CASE58551WW | Reticulation at WOODCROFT | 2005-06-30 | 2004-05 |  |  | 76.38% | 48.8109 | metres | 563.7261 | 27515.9726 | 20344.8437 | 96.8%
40744 | Gravity mains |  | Branch at COLEBEE | 2011-07-20 | 2011-12 |  |  | 76.38% | 5.2626 | metres | 1361.4566 | 7164.7598 | 5472.6233 | 100%
41142 | Gravity mains |  | Branch at COLEBEE | 2012-08-21 | 2012-13 |  |  | 76.38% | 8.2065 | metres | 1361.4566 | 11172.7718 | 8534.0433 | 100%
41142 | Gravity mains |  | Branch at COLEBEE | 2012-08-21 | 2012-13 |  |  | 76.38% | 22.4934 | metres | 1361.4566 | 30623.8302 | 23391.2496 | 100%
39766 | Gravity mains |  | Branch at COLEBEE | 2008-11-14 | 2008-09 |  |  | 76.38% | 6.495 | metres | 1361.4566 | 8842.6905 | 6754.2688 | 100%
39766 | Gravity mains |  | Branch at COLEBEE | 2008-11-14 | 2008-09 |  |  | 76.38% | 6.5093 | metres | 1361.4566 | 8862.0863 | 6769.0838 | 100%
39766 | Gravity mains |  | Branch at COLEBEE | 2008-11-14 | 2008-09 |  |  | 76.38% | 3.9677 | metres | 1361.4566 | 5401.8977 | 4126.105 | 100%
41757 | Gravity mains | CASE136274WW | Reticulation Low Infiltration Sewer at COLEBEE | 2014-04-28 | 2013-14 |  |  | 76.38% | 52.128 | metres | 812.2293 | 42339.8841 | 702.9766 | 2.174%
41757 | Gravity mains | CASE136274WW | Reticulation Low Infiltration Sewer at COLEBEE | 2014-04-28 | 2013-14 |  |  | 76.38% | 47.1777 | metres | 950.8722 | 44859.9678 | 744.818 | 2.174%
41757 | Gravity mains | CASE136274WW | Reticulation Low Infiltration Sewer at COLEBEE | 2014-04-28 | 2013-14 |  |  | 76.38% | 10.3661 | metres | 812.2293 | 8419.6198 | 139.7924 | 2.174%
41757 | Gravity mains | CASE136274WW | Reticulation Low Infiltration Sewer at COLEBEE | 2014-04-28 | 2013-14 |  |  | 76.38% | 31.3261 | metres | 3592.3639 | 112534.8316 | 1868.4358 | 2.174%
41757 | Gravity mains | CASE136274WW | Reticulation Low Infiltration Sewer at COLEBEE | 2014-04-28 | 2013-14 |  |  | 76.38% | 7.2281 | metres | 950.8722 | 6873.0454 | 114.1144 | 2.174%
41757 | Gravity mains | CASE136274WW | Reticulation Low Infiltration Sewer at COLEBEE | 2014-04-28 | 2013-14 |  |  | 76.38% | 15.1338 | metres | 950.8722 | 14390.282 | 238.9244 | 2.174%
41757 | Gravity mains | CASE136274WW | Reticulation Low Infiltration Sewer at COLEBEE | 2014-04-28 | 2013-14 |  |  | 76.38% | 9.8637 | metres | 950.8722 | 9379.1038 | 155.7229 | 2.174%
41757 | Gravity mains | CASE136274WW | Reticulation Low Infiltration Sewer at COLEBEE | 2014-04-28 | 2013-14 |  |  | 76.38% | 20.7629 | metres | 3336.402 | 69273.5257 | 1150.1607 | 2.174%
41757 | Gravity mains | CASE136274WW | Reticulation Low Infiltration Sewer at COLEBEE | 2014-04-28 | 2013-14 |  |  | 76.38% | 16.7541 | metres | 950.8722 | 15931.0401 | 264.5059 | 2.174%
41757 | Gravity mains | CASE136274WW | Reticulation Low Infiltration Sewer at COLEBEE | 2014-04-28 | 2013-14 |  |  | 76.38% | 16.1531 | metres | 950.8722 | 15359.512 | 255.0167 | 2.174%
41757 | Gravity mains | CASE136274WW | Reticulation Low Infiltration Sewer at COLEBEE | 2014-04-28 | 2013-14 |  |  | 76.38% | 57.0495 | metres | 812.2293 | 46337.2674 | 769.3459 | 2.174%
41757 | Gravity mains | CASE136274WW | Reticulation Low Infiltration Sewer at COLEBEE | 2014-04-28 | 2013-14 |  |  | 76.38% | 33.0327 | metres | 812.2293 | 26830.1401 | 445.4656 | 2.174%
41757 | Gravity mains | CASE136274WW | Reticulation Low Infiltration Sewer at COLEBEE | 2014-04-28 | 2013-14 |  |  | 76.38% | 37.7503 | metres | 812.2293 | 30661.9338 | 509.0855 | 2.174%
41757 | Gravity mains | CASE136274WW | Reticulation Low Infiltration Sewer at COLEBEE | 2014-04-28 | 2013-14 |  |  | 76.38% | 72.4187 | metres | 812.2293 | 58820.5812 | 976.6086 | 2.174%
41757 | Gravity mains | CASE136274WW | Reticulation Low Infiltration Sewer at COLEBEE | 2014-04-28 | 2013-14 |  |  | 76.38% | 63.3934 | metres | 812.2293 | 51489.9679 | 854.8971 | 2.174%
41757 | Gravity mains | CASE136274WW | Reticulation Low Infiltration Sewer at COLEBEE | 2014-04-28 | 2013-14 |  |  | 76.38% | 48.4976 | metres | 812.2293 | 39391.2099 | 654.0193 | 2.174%
41757 | Gravity mains | CASE136274WW | Reticulation Low Infiltration Sewer at COLEBEE | 2014-04-28 | 2013-14 |  |  | 76.38% | 26.043 | metres | 812.2293 | 21152.927 | 351.2058 | 2.174%
41757 | Gravity mains | CASE136274WW | Reticulation Low Infiltration Sewer at COLEBEE | 2014-04-28 | 2013-14 |  |  | 76.38% | 28.2051 | metres | 950.8722 | 26819.4395 | 445.2879 | 2.174%
41757 | Gravity mains | CASE136274WW | Reticulation Low Infiltration Sewer at COLEBEE | 2014-04-28 | 2013-14 |  |  | 76.38% | 55.7274 | metres | 950.8722 | 52989.6718 | 879.7969 | 2.174%
41757 | Gravity mains | CASE136274WW | Reticulation Low Infiltration Sewer at COLEBEE | 2014-04-28 | 2013-14 |  |  | 76.38% | 48.4237 | metres | 3336.402 | 161561.0867 | 2682.4275 | 2.174%
41757 | Gravity mains | CASE136274WW | Reticulation Low Infiltration Sewer at COLEBEE | 2014-04-28 | 2013-14 |  |  | 76.38% | 67.4801 | metres | 3336.402 | 225140.6215 | 3738.0498 | 2.174%
41757 | Gravity mains | CASE136274WW | Reticulation Low Infiltration Sewer at COLEBEE | 2014-04-28 | 2013-14 |  |  | 76.38% | 17.4434 | metres | 812.2293 | 14168.0711 | 235.235 | 2.174%
41757 | Gravity mains | CASE136274WW | Reticulation Low Infiltration Sewer at COLEBEE | 2014-04-28 | 2013-14 |  |  | 76.38% | 16.3486 | metres | 812.2293 | 13278.7759 | 220.4699 | 2.174%
41757 | Gravity mains | CASE136274WW | Reticulation Low Infiltration Sewer at COLEBEE | 2014-04-28 | 2013-14 |  |  | 76.38% | 7.9239 | metres | 812.2293 | 6436.0139 | 106.8583 | 2.174%
41757 | Gravity mains | CASE136274WW | Reticulation Low Infiltration Sewer at COLEBEE | 2014-04-28 | 2013-14 |  |  | 76.38% | 66.7583 | metres | 812.2293 | 54223.0849 | 900.2755 | 2.174%
41757 | Gravity mains | CASE136274WW | Reticulation Low Infiltration Sewer at COLEBEE | 2014-04-28 | 2013-14 |  |  | 76.38% | 15.2148 | metres | 812.2293 | 12357.889 | 205.1802 | 2.174%
41757 | Gravity mains | CASE136274WW | Reticulation Low Infiltration Sewer at COLEBEE | 2014-04-28 | 2013-14 |  |  | 76.38% | 18.3853 | metres | 3336.402 | 61340.7492 | 1018.4514 | 2.174%
41757 | Gravity mains | CASE136274WW | Reticulation Low Infiltration Sewer at COLEBEE | 2014-04-28 | 2013-14 |  |  | 76.38% | 27.4935 | metres | 812.2293 | 22331.0533 | 370.7665 | 2.174%
41757 | Gravity mains | CASE136274WW | Reticulation Low Infiltration Sewer at COLEBEE | 2014-04-28 | 2013-14 |  |  | 76.38% | 4.4948 | metres | 812.2293 | 3650.821 | 60.6152 | 2.174%
41757 | Gravity mains | CASE136274WW | Reticulation Low Infiltration Sewer at COLEBEE | 2014-04-28 | 2013-14 |  |  | 76.38% | 12.1092 | metres | 3336.402 | 40401.3026 | 670.79 | 2.174%
41757 | Gravity mains | CASE136274WW | Reticulation Low Infiltration Sewer at COLEBEE | 2014-04-28 | 2013-14 |  |  | 76.38% | 51.1883 | metres | 812.2293 | 41576.6672 | 690.3048 | 2.174%
41757 | Gravity mains | CASE136274WW | Reticulation Low Infiltration Sewer at COLEBEE | 2014-04-28 | 2013-14 |  |  | 76.38% | 24.0746 | metres | 812.2293 | 19554.0672 | 324.6597 | 2.174%
41757 | Gravity mains | CASE136274WW | Reticulation Low Infiltration Sewer at COLEBEE | 2014-04-28 | 2013-14 |  |  | 76.38% | 49.7984 | metres | 812.2293 | 40447.745 | 671.5611 | 2.174%
41757 | Gravity mains | CASE136274WW | Reticulation Low Infiltration Sewer at COLEBEE | 2014-04-28 | 2013-14 |  |  | 76.38% | 15.119 | metres | 812.2293 | 12280.0737 | 203.8882 | 2.174%
41757 | Gravity mains | CASE136274WW | Reticulation Low Infiltration Sewer at COLEBEE | 2014-04-28 | 2013-14 |  |  | 76.38% | 29.8175 | metres | 812.2293 | 24218.6084 | 402.1059 | 2.174%
41757 | Gravity mains | CASE136274WW | Reticulation Low Infiltration Sewer at COLEBEE | 2014-04-28 | 2013-14 |  |  | 76.38% | 6.3062 | metres | 812.2293 | 5122.0707 | 85.0427 | 2.174%
41757 | Gravity mains | CASE136274WW | Reticulation Low Infiltration Sewer at COLEBEE | 2014-04-28 | 2013-14 |  |  | 76.38% | 77.7381 | metres | 812.2293 | 63141.1247 | 1048.3433 | 2.174%
41757 | Gravity mains | CASE136274WW | Reticulation Low Infiltration Sewer at COLEBEE | 2014-04-28 | 2013-14 |  |  | 76.38% | 44.7978 | metres | 812.2293 | 36386.0597 | 604.1242 | 2.174%
41757 | Gravity mains | CASE136274WW | Reticulation Low Infiltration Sewer at COLEBEE | 2014-04-28 | 2013-14 |  |  | 76.38% | 21.3841 | metres | 3336.402 | 71345.9153 | 1184.5689 | 2.174%
41757 | Gravity mains | CASE136274WW | Reticulation Low Infiltration Sewer at COLEBEE | 2014-04-28 | 2013-14 |  |  | 76.38% | 24.2414 | metres | 812.2293 | 19689.5553 | 326.9092 | 2.174%
41757 | Gravity mains | CASE136274WW | Reticulation Low Infiltration Sewer at COLEBEE | 2014-04-28 | 2013-14 |  |  | 76.38% | 37.1065 | metres | 812.2293 | 30139.009 | 500.4033 | 2.174%
41757 | Gravity mains | CASE136274WW | Reticulation Low Infiltration Sewer at COLEBEE | 2014-04-28 | 2013-14 |  |  | 76.38% | 26.4554 | metres | 3336.402 | 88265.8069 | 1465.4929 | 2.174%
41757 | Gravity mains | CASE136274WW | Reticulation Low Infiltration Sewer at COLEBEE | 2014-04-28 | 2013-14 |  |  | 76.38% | 36.4988 | metres | 812.2293 | 29645.3594 | 492.2072 | 2.174%
41757 | Gravity mains | CASE136274WW | Reticulation Low Infiltration Sewer at COLEBEE | 2014-04-28 | 2013-14 |  |  | 76.38% | 5.3331 | metres | 812.2293 | 4331.7092 | 71.9201 | 2.174%
41757 | Gravity mains | CASE136274WW | Reticulation Low Infiltration Sewer at COLEBEE | 2014-04-28 | 2013-14 |  |  | 76.38% | 33.6402 | metres | 812.2293 | 27323.5613 | 453.6579 | 2.174%
41613 | Gravity mains | CASE127238WW | Reticulation Low Infiltration Sewer at PLUMPTON | 2013-12-05 | 2013-14 |  |  | 76.38% | 91.5485 | metres | 3336.402 | 305442.724 | 109680.2638 | 47.01%
41613 | Gravity mains | CASE127238WW | Reticulation Low Infiltration Sewer at PLUMPTON | 2013-12-05 | 2013-14 |  |  | 76.38% | 36.2377 | metres | 3336.402 | 120903.5135 | 43414.7819 | 47.01%
41613 | Gravity mains | CASE127238WW | Reticulation Low Infiltration Sewer at PLUMPTON | 2013-12-05 | 2013-14 |  |  | 76.38% | 30.7799 | metres | 812.2293 | 25000.3665 | 8977.2863 | 47.01%
41613 | Gravity mains | CASE127238WW | Reticulation Low Infiltration Sewer at PLUMPTON | 2013-12-05 | 2013-14 |  |  | 76.38% | 88.0355 | metres | 812.2293 | 71504.9756 | 25676.4492 | 47.01%
41613 | Gravity mains | CASE127238WW | Reticulation Low Infiltration Sewer at PLUMPTON | 2013-12-05 | 2013-14 |  |  | 76.38% | 76.1719 | metres | 812.2293 | 61869.0483 | 22216.3208 | 47.01%
41613 | Gravity mains | CASE127238WW | Reticulation Low Infiltration Sewer at PLUMPTON | 2013-12-05 | 2013-14 |  |  | 76.38% | 62.3806 | metres | 812.2293 | 50667.3562 | 18193.9478 | 47.01%
41613 | Gravity mains | CASE127238WW | Reticulation Low Infiltration Sewer at PLUMPTON | 2013-12-05 | 2013-14 |  |  | 76.38% | 25.4953 | metres | 812.2293 | 20708.0074 | 7435.9594 | 47.01%
41613 | Gravity mains | CASE127238WW | Reticulation Low Infiltration Sewer at PLUMPTON | 2013-12-05 | 2013-14 |  |  | 76.38% | 30.398 | metres | 3336.402 | 101419.9763 | 36418.5128 | 47.01%
41613 | Gravity mains | CASE127238WW | Reticulation Low Infiltration Sewer at PLUMPTON | 2013-12-05 | 2013-14 |  |  | 76.38% | 5.8958 | metres | 812.2293 | 4788.7022 | 1719.5568 | 47.01%
41613 | Gravity mains | CASE127238WW | Reticulation Low Infiltration Sewer at PLUMPTON | 2013-12-05 | 2013-14 |  |  | 76.38% | 45.0775 | metres | 3336.402 | 150396.5465 | 54005.3227 | 47.01%
41613 | Gravity mains | CASE127238WW | Reticulation Low Infiltration Sewer at PLUMPTON | 2013-12-05 | 2013-14 |  |  | 76.38% | 20.9271 | metres | 812.2293 | 16997.6002 | 6103.6035 | 47.01%
41613 | Gravity mains | CASE127238WW | Reticulation Low Infiltration Sewer at PLUMPTON | 2013-12-05 | 2013-14 |  |  | 76.38% | 10.444 | metres | 812.2293 | 8482.943 | 3046.1077 | 47.01%
41613 | Gravity mains | CASE127238WW | Reticulation Low Infiltration Sewer at PLUMPTON | 2013-12-05 | 2013-14 |  |  | 76.38% | 22.5311 | metres | 3336.402 | 75172.8818 | 26993.5437 | 47.01%
41613 | Gravity mains | CASE127238WW | Reticulation Low Infiltration Sewer at PLUMPTON | 2013-12-05 | 2013-14 |  |  | 76.38% | 41.4118 | metres | 812.2293 | 33635.8597 | 12078.1727 | 47.01%
41613 | Gravity mains | CASE127238WW | Reticulation Low Infiltration Sewer at PLUMPTON | 2013-12-05 | 2013-14 |  |  | 76.38% | 10.8858 | metres | 812.2293 | 8841.797 | 3174.9672 | 47.01%
41551 | Gravity mains | CASE131603WW | Reticulation at BUNGARRIBEE | 2013-10-04 | 2013-14 |  |  | 76.38% | 84.9439 | metres | 3336.402 | 283407.1563 | 7831.3896 | 3.618%
41551 | Gravity mains | CASE131603WW | Reticulation at BUNGARRIBEE | 2013-10-04 | 2013-14 |  |  | 76.38% | 92.783 | metres | 3336.402 | 309561.4829 | 8554.1121 | 3.618%
41551 | Gravity mains | CASE131603WW | Reticulation at BUNGARRIBEE | 2013-10-04 | 2013-14 |  |  | 76.38% | 83.2063 | metres | 3336.402 | 277609.6869 | 7671.1881 | 3.618%
41551 | Gravity mains | CASE131603WW | Reticulation at BUNGARRIBEE | 2013-10-04 | 2013-14 |  |  | 76.38% | 76.4039 | metres | 812.2293 | 62057.4826 | 1714.8343 | 3.618%
41551 | Gravity mains | CASE131603WW | Reticulation at BUNGARRIBEE | 2013-10-04 | 2013-14 |  |  | 76.38% | 6.2548 | metres | 812.2293 | 5080.304 | 140.384 | 3.618%
41551 | Gravity mains | CASE131603WW | Reticulation at BUNGARRIBEE | 2013-10-04 | 2013-14 |  |  | 76.38% | 81.9571 | metres | 812.2293 | 66567.9209 | 1839.4713 | 3.618%
41551 | Gravity mains | CASE131603WW | Reticulation at BUNGARRIBEE | 2013-10-04 | 2013-14 |  |  | 76.38% | 39.7475 | metres | 812.2293 | 32284.077 | 892.1059 | 3.618%
41551 | Gravity mains | CASE131603WW | Reticulation at BUNGARRIBEE | 2013-10-04 | 2013-14 |  |  | 76.38% | 26.8348 | metres | 812.2293 | 21796.0005 | 602.2889 | 3.618%
41551 | Gravity mains | CASE131603WW | Reticulation at BUNGARRIBEE | 2013-10-04 | 2013-14 |  |  | 76.38% | 21.6929 | metres | 3336.402 | 72376.1419 | 1999.9698 | 3.618%
41551 | Gravity mains | CASE131603WW | Reticulation at BUNGARRIBEE | 2013-10-04 | 2013-14 |  |  | 76.38% | 5.8725 | metres | 812.2293 | 4769.8397 | 131.805 | 3.618%
41551 | Gravity mains | CASE131603WW | Reticulation at BUNGARRIBEE | 2013-10-04 | 2013-14 |  |  | 76.38% | 7.2037 | metres | 812.2293 | 5851.0913 | 161.6832 | 3.618%
41551 | Gravity mains | CASE131603WW | Reticulation at BUNGARRIBEE | 2013-10-04 | 2013-14 |  |  | 76.38% | 22.6136 | metres | 812.2293 | 18367.4101 | 507.5466 | 3.618%
41551 | Gravity mains | CASE131603WW | Reticulation at BUNGARRIBEE | 2013-10-04 | 2013-14 |  |  | 76.38% | 27.7958 | metres | 812.2293 | 22576.5538 | 623.8579 | 3.618%
41551 | Gravity mains | CASE131603WW | Reticulation at BUNGARRIBEE | 2013-10-04 | 2013-14 |  |  | 76.38% | 5.2821 | metres | 812.2293 | 4290.2689 | 118.553 | 3.618%
41551 | Gravity mains | CASE131603WW | Reticulation at BUNGARRIBEE | 2013-10-04 | 2013-14 |  |  | 76.38% | 59.4323 | metres | 3336.402 | 198290.1765 | 5479.3522 | 3.618%
41551 | Gravity mains | CASE131603WW | Reticulation at BUNGARRIBEE | 2013-10-04 | 2013-14 |  |  | 76.38% | 70.0066 | metres | 3336.402 | 233570.0714 | 6454.2415 | 3.618%
41325 | Gravity mains | CASE124643WW | Reticulation at BUNGARRIBEE | 2013-02-20 | 2012-13 |  |  | 76.38% | 38.578 | metres | 950.8722 | 36682.7715 | 5229.3649 | 18.66%
41551 | Gravity mains | CASE131603WW | Reticulation at BUNGARRIBEE | 2013-10-04 | 2013-14 |  |  | 76.38% | 21.7201 | metres | 3336.402 | 72466.8257 | 2002.4757 | 3.618%
41551 | Gravity mains | CASE131603WW | Reticulation at BUNGARRIBEE | 2013-10-04 | 2013-14 |  |  | 76.38% | 85.9537 | metres | 3336.402 | 286776.1545 | 7924.4851 | 3.618%
41551 | Gravity mains | CASE131603WW | Reticulation at BUNGARRIBEE | 2013-10-04 | 2013-14 |  |  | 76.38% | 36.4776 | metres | 3336.402 | 121703.8661 | 3363.0428 | 3.618%
41551 | Gravity mains | CASE131603WW | Reticulation at BUNGARRIBEE | 2013-10-04 | 2013-14 |  |  | 76.38% | 97.0895 | metres | 812.2293 | 78858.9073 | 2179.1081 | 3.618%
41551 | Gravity mains | CASE131603WW | Reticulation at BUNGARRIBEE | 2013-10-04 | 2013-14 |  |  | 76.38% | 69.3286 | metres | 3336.402 | 231308.1337 | 6391.7374 | 3.618%
41551 | Gravity mains | CASE131603WW | Reticulation at BUNGARRIBEE | 2013-10-04 | 2013-14 |  |  | 76.38% | 47.4203 | metres | 3336.402 | 158213.1184 | 4371.9029 | 3.618%
41551 | Gravity mains | CASE131603WW | Reticulation at BUNGARRIBEE | 2013-10-04 | 2013-14 |  |  | 76.38% | 20.2722 | metres | 812.2293 | 16465.6942 | 454.9965 | 3.618%
41551 | Gravity mains | CASE131603WW | Reticulation at BUNGARRIBEE | 2013-10-04 | 2013-14 |  |  | 76.38% | 8.953 | metres | 812.2293 | 7271.9028 | 200.9445 | 3.618%
41551 | Gravity mains | CASE131603WW | Reticulation at BUNGARRIBEE | 2013-10-04 | 2013-14 |  |  | 76.38% | 54.3929 | metres | 812.2293 | 44179.4673 | 1220.8112 | 3.618%
41551 | Gravity mains | CASE131603WW | Reticulation at BUNGARRIBEE | 2013-10-04 | 2013-14 |  |  | 76.38% | 6.064 | metres | 812.2293 | 4925.3573 | 136.1024 | 3.618%
41551 | Gravity mains | CASE131603WW | Reticulation at BUNGARRIBEE | 2013-10-04 | 2013-14 |  |  | 76.38% | 23.0899 | metres | 812.2293 | 18754.2611 | 518.2365 | 3.618%
41325 | Gravity mains | CASE124643WW | Reticulation at BUNGARRIBEE | 2013-02-20 | 2012-13 |  |  | 76.38% | 102.0389 | metres | 3592.3639 | 366561.0145 | 52255.6289 | 18.66%
41325 | Gravity mains | CASE124643WW | Reticulation at BUNGARRIBEE | 2013-02-20 | 2012-13 |  |  | 76.38% | 56.7397 | metres | 950.8722 | 53952.1734 | 7691.2291 | 18.66%
41325 | Gravity mains | CASE124643WW | Reticulation at BUNGARRIBEE | 2013-02-20 | 2012-13 |  |  | 76.38% | 36.3355 | metres | 812.2293 | 29512.7781 | 4207.2362 | 18.66%
41325 | Gravity mains | CASE124643WW | Reticulation at BUNGARRIBEE | 2013-02-20 | 2012-13 |  |  | 76.38% | 35.8459 | metres | 1162.6195 | 41675.1034 | 5941.0539 | 18.66%
41325 | Gravity mains | CASE124643WW | Reticulation at BUNGARRIBEE | 2013-02-20 | 2012-13 |  |  | 76.38% | 32.2519 | metres | 3875.3912 | 124988.9106 | 17817.9726 | 18.66%
41325 | Gravity mains | CASE124643WW | Reticulation at BUNGARRIBEE | 2013-02-20 | 2012-13 |  |  | 76.38% | 28.6046 | metres | 3336.402 | 95436.5823 | 13605.0983 | 18.66%
41325 | Gravity mains | CASE124643WW | Reticulation at BUNGARRIBEE | 2013-02-20 | 2012-13 |  |  | 76.38% | 41.8072 | metres | 1162.6195 | 48605.8944 | 6929.0827 | 18.66%
41325 | Gravity mains | CASE124643WW | Reticulation at BUNGARRIBEE | 2013-02-20 | 2012-13 |  |  | 76.38% | 10.4396 | metres | 812.2293 | 8479.361 | 1208.7874 | 18.66%
41325 | Gravity mains | CASE124643WW | Reticulation at BUNGARRIBEE | 2013-02-20 | 2012-13 |  |  | 76.38% | 17.5007 | metres | 812.2293 | 14214.6056 | 2026.3834 | 18.66%
41325 | Gravity mains | CASE124643WW | Reticulation at BUNGARRIBEE | 2013-02-20 | 2012-13 |  |  | 76.38% | 31.7683 | metres | 950.8722 | 30207.6312 | 4306.292 | 18.66%
41325 | Gravity mains | CASE124643WW | Reticulation at BUNGARRIBEE | 2013-02-20 | 2012-13 |  |  | 76.38% | 27.2637 | metres | 3592.3639 | 97940.9626 | 13962.1138 | 18.66%
41325 | Gravity mains | CASE124643WW | Reticulation at BUNGARRIBEE | 2013-02-20 | 2012-13 |  |  | 76.38% | 29.7096 | metres | 950.8722 | 28250.0726 | 4027.2294 | 18.66%
41325 | Gravity mains | CASE124643WW | Reticulation at BUNGARRIBEE | 2013-02-20 | 2012-13 |  |  | 76.38% | 9.8888 | metres | 3336.402 | 32992.8531 | 4703.3433 | 18.66%
41551 | Gravity mains | CASE131603WW | Reticulation at BUNGARRIBEE | 2013-10-04 | 2013-14 |  |  | 76.38% | 57.8804 | metres | 3336.402 | 193112.3802 | 5336.2742 | 3.618%
41551 | Gravity mains | CASE131603WW | Reticulation at BUNGARRIBEE | 2013-10-04 | 2013-14 |  |  | 76.38% | 17.6668 | metres | 3592.3639 | 63465.6425 | 1753.746 | 3.618%
41551 | Gravity mains | CASE131603WW | Reticulation at BUNGARRIBEE | 2013-10-04 | 2013-14 |  |  | 76.38% | 130.4033 | metres | 3336.402 | 435077.8705 | 12022.5063 | 3.618%
41551 | Gravity mains | CASE131603WW | Reticulation at BUNGARRIBEE | 2013-10-04 | 2013-14 |  |  | 76.38% | 91.1339 | metres | 3336.402 | 304059.2528 | 8402.069 | 3.618%
41551 | Gravity mains | CASE131603WW | Reticulation at BUNGARRIBEE | 2013-10-04 | 2013-14 |  |  | 76.38% | 35.6661 | metres | 3336.402 | 118996.3844 | 3288.2269 | 3.618%
41551 | Gravity mains | CASE131603WW | Reticulation at BUNGARRIBEE | 2013-10-04 | 2013-14 |  |  | 76.38% | 2.8399 | metres | 3336.402 | 9475.176 | 261.8275 | 3.618%
41551 | Gravity mains | CASE131603WW | Reticulation at BUNGARRIBEE | 2013-10-04 | 2013-14 |  |  | 76.38% | 38.8263 | metres | 812.2293 | 31535.8511 | 871.4301 | 3.618%
41551 | Gravity mains | CASE131603WW | Reticulation at BUNGARRIBEE | 2013-10-04 | 2013-14 |  |  | 76.38% | 73.4703 | metres | 3336.402 | 245126.4308 | 6773.5784 | 3.618%
41551 | Gravity mains | CASE131603WW | Reticulation at BUNGARRIBEE | 2013-10-04 | 2013-14 |  |  | 76.38% | 66.9212 | metres | 3336.402 | 223275.9565 | 6169.7842 | 3.618%
41551 | Gravity mains | CASE131603WW | Reticulation at BUNGARRIBEE | 2013-10-04 | 2013-14 |  |  | 76.38% | 62.5689 | metres | 3336.402 | 208754.874 | 5768.5232 | 3.618%
41551 | Gravity mains | CASE131603WW | Reticulation at BUNGARRIBEE | 2013-10-04 | 2013-14 |  |  | 76.38% | 68.4185 | metres | 3336.402 | 228271.5102 | 6307.8264 | 3.618%
41551 | Gravity mains | CASE131603WW | Reticulation at BUNGARRIBEE | 2013-10-04 | 2013-14 |  |  | 76.38% | 47.9771 | metres | 812.2293 | 38968.4199 | 1076.8143 | 3.618%
41551 | Gravity mains | CASE131603WW | Reticulation at BUNGARRIBEE | 2013-10-04 | 2013-14 |  |  | 76.38% | 23.1058 | metres | 3336.402 | 77090.3699 | 2130.2381 | 3.618%
41551 | Gravity mains | CASE131603WW | Reticulation at BUNGARRIBEE | 2013-10-04 | 2013-14 |  |  | 76.38% | 5.5394 | metres | 812.2293 | 4499.2857 | 124.3288 | 3.618%
41551 | Gravity mains | CASE131603WW | Reticulation at BUNGARRIBEE | 2013-10-04 | 2013-14 |  |  | 76.38% | 18.1606 | metres | 3336.402 | 60591.0578 | 1674.3126 | 3.618%
41551 | Gravity mains | CASE131603WW | Reticulation at BUNGARRIBEE | 2013-10-04 | 2013-14 |  |  | 76.38% | 6.0121 | metres | 812.2293 | 4883.1841 | 134.937 | 3.618%
41551 | Gravity mains | CASE131603WW | Reticulation at BUNGARRIBEE | 2013-10-04 | 2013-14 |  |  | 76.38% | 7.5394 | metres | 812.2293 | 6123.7608 | 169.2179 | 3.618%
41551 | Gravity mains | CASE131603WW | Reticulation at BUNGARRIBEE | 2013-10-04 | 2013-14 |  |  | 76.38% | 70.5726 | metres | 3336.402 | 235458.4207 | 6506.4223 | 3.618%
41551 | Gravity mains | CASE131603WW | Reticulation at BUNGARRIBEE | 2013-10-04 | 2013-14 |  |  | 76.38% | 75.9491 | metres | 3336.402 | 253396.873 | 7002.1155 | 3.618%
41551 | Gravity mains | CASE131603WW | Reticulation at BUNGARRIBEE | 2013-10-04 | 2013-14 |  |  | 76.38% | 5.6309 | metres | 812.2293 | 4573.5517 | 126.381 | 3.618%
41551 | Gravity mains | CASE131603WW | Reticulation at BUNGARRIBEE | 2013-10-04 | 2013-14 |  |  | 76.38% | 39.3621 | metres | 812.2293 | 31971.0786 | 883.4568 | 3.618%
41551 | Gravity mains | CASE131603WW | Reticulation at BUNGARRIBEE | 2013-10-04 | 2013-14 |  |  | 76.38% | 21.0666 | metres | 3336.402 | 70286.4846 | 1942.2263 | 3.618%
41551 | Gravity mains | CASE131603WW | Reticulation at BUNGARRIBEE | 2013-10-04 | 2013-14 |  |  | 76.38% | 48.9352 | metres | 812.2293 | 39746.6149 | 1098.3182 | 3.618%
41551 | Gravity mains | CASE131603WW | Reticulation at BUNGARRIBEE | 2013-10-04 | 2013-14 |  |  | 76.38% | 5.188 | metres | 812.2293 | 4213.8465 | 116.4412 | 3.618%
41551 | Gravity mains | CASE131603WW | Reticulation at BUNGARRIBEE | 2013-10-04 | 2013-14 |  |  | 76.38% | 17.7023 | metres | 3336.402 | 59061.913 | 1632.0578 | 3.618%
41551 | Gravity mains | CASE131603WW | Reticulation at BUNGARRIBEE | 2013-10-04 | 2013-14 |  |  | 76.38% | 5.9665 | metres | 812.2293 | 4846.204 | 133.9151 | 3.618%
41551 | Gravity mains | CASE131603WW | Reticulation at BUNGARRIBEE | 2013-10-04 | 2013-14 |  |  | 76.38% | 18.1269 | metres | 3336.402 | 60478.719 | 1671.2084 | 3.618%
41551 | Gravity mains | CASE131603WW | Reticulation at BUNGARRIBEE | 2013-10-04 | 2013-14 |  |  | 76.38% | 6.6515 | metres | 812.2293 | 5402.5584 | 149.2889 | 3.618%
41551 | Gravity mains | CASE131603WW | Reticulation at BUNGARRIBEE | 2013-10-04 | 2013-14 |  |  | 76.38% | 5.0564 | metres | 812.2293 | 4106.9372 | 113.487 | 3.618%
41551 | Gravity mains | CASE131603WW | Reticulation at BUNGARRIBEE | 2013-10-04 | 2013-14 |  |  | 76.38% | 6.5187 | metres | 812.2293 | 5294.649 | 146.307 | 3.618%
41551 | Gravity mains | CASE131603WW | Reticulation at BUNGARRIBEE | 2013-10-04 | 2013-14 |  |  | 76.38% | 86.7574 | metres | 812.2293 | 70466.8615 | 1947.2107 | 3.618%
41551 | Gravity mains | CASE131603WW | Reticulation at BUNGARRIBEE | 2013-10-04 | 2013-14 |  |  | 76.38% | 86.09 | metres | 812.2293 | 69924.8009 | 1932.2319 | 3.618%
41551 | Gravity mains | CASE131603WW | Reticulation at BUNGARRIBEE | 2013-10-04 | 2013-14 |  |  | 76.38% | 85.0048 | metres | 812.2293 | 69043.3734 | 1907.8755 | 3.618%
41551 | Gravity mains | CASE131603WW | Reticulation at BUNGARRIBEE | 2013-10-04 | 2013-14 |  |  | 76.38% | 81.9001 | metres | 812.2293 | 66521.6417 | 1838.1924 | 3.618%
41551 | Gravity mains | CASE131603WW | Reticulation at BUNGARRIBEE | 2013-10-04 | 2013-14 |  |  | 76.38% | 87.9691 | metres | 812.2293 | 71451.0749 | 1974.4075 | 3.618%
41551 | Gravity mains | CASE131603WW | Reticulation at BUNGARRIBEE | 2013-10-04 | 2013-14 |  |  | 76.38% | 38.4283 | metres | 3592.3639 | 138048.4303 | 3814.6921 | 3.618%
41551 | Gravity mains | CASE131603WW | Reticulation at BUNGARRIBEE | 2013-10-04 | 2013-14 |  |  | 76.38% | 73.8239 | metres | 3336.402 | 246306.0659 | 6806.1752 | 3.618%
41551 | Gravity mains | CASE131603WW | Reticulation at BUNGARRIBEE | 2013-10-04 | 2013-14 |  |  | 76.38% | 75.6319 | metres | 3336.402 | 252338.5819 | 6972.8717 | 3.618%
41551 | Gravity mains | CASE131603WW | Reticulation at BUNGARRIBEE | 2013-10-04 | 2013-14 |  |  | 76.38% | 32.0232 | metres | 3592.3639 | 115038.9464 | 3178.8711 | 3.618%
41551 | Gravity mains | CASE131603WW | Reticulation at BUNGARRIBEE | 2013-10-04 | 2013-14 |  |  | 76.38% | 109.4504 | metres | 812.2293 | 88898.819 | 2456.541 | 3.618%
41551 | Gravity mains | CASE131603WW | Reticulation at BUNGARRIBEE | 2013-10-04 | 2013-14 |  |  | 76.38% | 35.3849 | metres | 812.2293 | 28740.6162 | 794.1894 | 3.618%
41551 | Gravity mains | CASE131603WW | Reticulation at BUNGARRIBEE | 2013-10-04 | 2013-14 |  |  | 76.38% | 58.0813 | metres | 3592.3639 | 208649.2401 | 5765.6042 | 3.618%
41551 | Gravity mains | CASE131603WW | Reticulation at BUNGARRIBEE | 2013-10-04 | 2013-14 |  |  | 76.38% | 19.239 | metres | 812.2293 | 15626.4977 | 431.807 | 3.618%
41551 | Gravity mains | CASE131603WW | Reticulation at BUNGARRIBEE | 2013-10-04 | 2013-14 |  |  | 76.38% | 12.6733 | metres | 3592.3639 | 45527.1504 | 1258.0517 | 3.618%
41551 | Gravity mains | CASE131603WW | Reticulation at BUNGARRIBEE | 2013-10-04 | 2013-14 |  |  | 76.38% | 17.9987 | metres | 3336.402 | 60051.0205 | 1659.3898 | 3.618%
41551 | Gravity mains | CASE131603WW | Reticulation at BUNGARRIBEE | 2013-10-04 | 2013-14 |  |  | 76.38% | 30.5559 | metres | 3336.402 | 101946.8906 | 2817.0983 | 3.618%
41551 | Gravity mains | CASE131603WW | Reticulation at BUNGARRIBEE | 2013-10-04 | 2013-14 |  |  | 76.38% | 17.7172 | metres | 812.2293 | 14390.3934 | 397.6497 | 3.618%
41551 | Gravity mains | CASE131603WW | Reticulation at BUNGARRIBEE | 2013-10-04 | 2013-14 |  |  | 76.38% | 62.0349 | metres | 3592.3639 | 222852.0254 | 6158.0698 | 3.618%
41551 | Gravity mains | CASE131603WW | Reticulation at BUNGARRIBEE | 2013-10-04 | 2013-14 |  |  | 76.38% | 39.4896 | metres | 3336.402 | 131753.2693 | 3640.7379 | 3.618%
41551 | Gravity mains | CASE131603WW | Reticulation at BUNGARRIBEE | 2013-10-04 | 2013-14 |  |  | 76.38% | 46.9605 | metres | 812.2293 | 38142.7078 | 1053.9974 | 3.618%
41551 | Gravity mains | CASE131603WW | Reticulation at BUNGARRIBEE | 2013-10-04 | 2013-14 |  |  | 76.38% | 49.7653 | metres | 812.2293 | 40420.8698 | 1116.9498 | 3.618%
41551 | Gravity mains | CASE131603WW | Reticulation at BUNGARRIBEE | 2013-10-04 | 2013-14 |  |  | 76.38% | 18.4619 | metres | 3336.402 | 61596.1671 | 1702.0868 | 3.618%
41551 | Gravity mains | CASE131603WW | Reticulation at BUNGARRIBEE | 2013-10-04 | 2013-14 |  |  | 76.38% | 6.3822 | metres | 812.2293 | 5183.8145 | 143.2443 | 3.618%
41551 | Gravity mains | CASE131603WW | Reticulation at BUNGARRIBEE | 2013-10-04 | 2013-14 |  |  | 76.38% | 26.1186 | metres | 3336.402 | 87142.1246 | 2407.9982 | 3.618%
41551 | Gravity mains | CASE131603WW | Reticulation at BUNGARRIBEE | 2013-10-04 | 2013-14 |  |  | 76.38% | 5.9167 | metres | 812.2293 | 4805.7399 | 132.797 | 3.618%
41551 | Gravity mains | CASE131603WW | Reticulation at BUNGARRIBEE | 2013-10-04 | 2013-14 |  |  | 76.38% | 48.9873 | metres | 812.2293 | 39788.8951 | 1099.4865 | 3.618%
41325 | Gravity mains | CASE124643WW | Reticulation at BUNGARRIBEE | 2013-02-20 | 2012-13 |  |  | 76.38% | 38.9656 | metres | 1162.6195 | 45302.1122 | 6458.1073 | 18.66%
41325 | Gravity mains | CASE124643WW | Reticulation at BUNGARRIBEE | 2013-02-20 | 2012-13 |  |  | 76.38% | 37.5929 | metres | 1162.6195 | 43706.2034 | 6230.6002 | 18.66%
41325 | Gravity mains | CASE124643WW | Reticulation at BUNGARRIBEE | 2013-02-20 | 2012-13 |  |  | 76.38% | 28.0773 | metres | 812.2293 | 22805.2195 | 3251.0306 | 18.66%
41325 | Gravity mains | CASE124643WW | Reticulation at BUNGARRIBEE | 2013-02-20 | 2012-13 |  |  | 76.38% | 27.4801 | metres | 1162.6195 | 31948.9047 | 4554.5217 | 18.66%
41325 | Gravity mains | CASE124643WW | Reticulation at BUNGARRIBEE | 2013-02-20 | 2012-13 |  |  | 76.38% | 29.0324 | metres | 3875.3912 | 112511.8709 | 16039.2904 | 18.66%
41325 | Gravity mains | CASE124643WW | Reticulation at BUNGARRIBEE | 2013-02-20 | 2012-13 |  |  | 76.38% | 9.6524 | metres | 812.2293 | 7839.9481 | 1117.635 | 18.66%
41551 | Gravity mains | CASE131603WW | Reticulation at BUNGARRIBEE | 2013-10-04 | 2013-14 |  |  | 76.38% | 64.6473 | metres | 3592.3639 | 232236.7329 | 6417.3974 | 3.618%
44097 | Gravity mains | CASE147298WW | Branch at EASTERN CREEK | 2020-09-23 | 2020-21 |  |  | 76.38% | 117.8469 | metres | 3875.3912 | 456702.7344 | 51570.9599 | 14.78%
44097 | Gravity mains | CASE147298WW | Reticulation at EASTERN CREEK | 2020-09-23 | 2020-21 |  |  | 76.38% | 119.9385 | metres | 3592.3639 | 430862.811 | 48653.1108 | 14.78%
44097 | Gravity mains | CASE147298WW | Reticulation at EASTERN CREEK | 2020-09-23 | 2020-21 |  |  | 76.38% | 32.6823 | metres | 3592.3639 | 117406.7226 | 13257.5895 | 14.78%
40848 | Gravity mains | CASE123177WW | Reticulation at BUNGARRIBEE | 2011-11-01 | 2011-12 |  |  | 76.38% | 75.2024 | metres | 812.2293 | 61081.58 | 2295.3258 | 4.92%
41325 | Gravity mains | CASE124643WW | Reticulation at BUNGARRIBEE | 2013-02-20 | 2012-13 |  |  | 76.38% | 66.0857 | metres | 3875.3912 | 256107.8215 | 36509.8162 | 18.66%
41325 | Gravity mains | CASE124643WW | Reticulation at BUNGARRIBEE | 2013-02-20 | 2012-13 |  |  | 76.38% | 90.5239 | metres | 1162.6195 | 105244.8543 | 15003.3305 | 18.66%
41325 | Gravity mains | CASE124643WW | Reticulation at BUNGARRIBEE | 2013-02-20 | 2012-13 |  |  | 76.38% | 22.681 | metres | 3875.3912 | 87897.7555 | 12530.3901 | 18.66%
41325 | Gravity mains | CASE124643WW | Reticulation at BUNGARRIBEE | 2013-02-20 | 2012-13 |  |  | 76.38% | 10.3605 | metres | 3875.3912 | 40151.0659 | 5723.7925 | 18.66%
41325 | Gravity mains | CASE124643WW | Reticulation at BUNGARRIBEE | 2013-02-20 | 2012-13 |  |  | 76.38% | 25.0097 | metres | 3336.402 | 83442.3392 | 11895.2418 | 18.66%
41325 | Gravity mains | CASE124643WW | Reticulation at BUNGARRIBEE | 2013-02-20 | 2012-13 |  |  | 76.38% | 28.702 | metres | 3875.3912 | 111231.6353 | 15856.7846 | 18.66%
41325 | Gravity mains | CASE124643WW | Reticulation at BUNGARRIBEE | 2013-02-20 | 2012-13 |  |  | 76.38% | 36.5155 | metres | 812.2293 | 29658.9624 | 4228.0757 | 18.66%
41325 | Gravity mains | CASE124643WW | Reticulation at BUNGARRIBEE | 2013-02-20 | 2012-13 |  |  | 76.38% | 33.0665 | metres | 1162.6195 | 38443.7079 | 5480.3977 | 18.66%
41325 | Gravity mains | CASE124643WW | Reticulation at BUNGARRIBEE | 2013-02-20 | 2012-13 |  |  | 76.38% | 13.4414 | metres | 812.2293 | 10917.4702 | 1556.3556 | 18.66%
41325 | Gravity mains | CASE124643WW | Reticulation at BUNGARRIBEE | 2013-02-20 | 2012-13 |  |  | 76.38% | 14.8558 | metres | 1162.6195 | 17271.6452 | 2462.184 | 18.66%
41325 | Gravity mains | CASE124643WW | Reticulation at BUNGARRIBEE | 2013-02-20 | 2012-13 |  |  | 76.38% | 14.9419 | metres | 812.2293 | 12136.276 | 1730.1042 | 18.66%
41325 | Gravity mains | CASE124643WW | Reticulation at BUNGARRIBEE | 2013-02-20 | 2012-13 |  |  | 76.38% | 18.8035 | metres | 1162.6195 | 21861.3226 | 3116.4721 | 18.66%
41325 | Gravity mains | CASE124643WW | Reticulation at BUNGARRIBEE | 2013-02-20 | 2012-13 |  |  | 76.38% | 30.1345 | metres | 1162.6195 | 35034.9032 | 4994.4507 | 18.66%
41325 | Gravity mains | CASE124643WW | Reticulation at BUNGARRIBEE | 2013-02-20 | 2012-13 |  |  | 76.38% | 39.368 | metres | 812.2293 | 31975.8773 | 4558.3668 | 18.66%
41325 | Gravity mains | CASE124643WW | Reticulation at BUNGARRIBEE | 2013-02-20 | 2012-13 |  |  | 76.38% | 30.7455 | metres | 1162.6195 | 35745.2716 | 5095.7182 | 18.66%
41325 | Gravity mains | CASE124643WW | Reticulation at BUNGARRIBEE | 2013-02-20 | 2012-13 |  |  | 76.38% | 40.2552 | metres | 812.2293 | 32696.4135 | 4661.0839 | 18.66%
41325 | Gravity mains | CASE124643WW | Reticulation at BUNGARRIBEE | 2013-02-20 | 2012-13 |  |  | 76.38% | 19.2751 | metres | 812.2293 | 15655.7889 | 2231.8333 | 18.66%
41325 | Gravity mains | CASE124643WW | Reticulation at BUNGARRIBEE | 2013-02-20 | 2012-13 |  |  | 76.38% | 24.4274 | metres | 3875.3912 | 94665.5657 | 13495.1849 | 18.66%
41325 | Gravity mains | CASE124643WW | Reticulation at BUNGARRIBEE | 2013-02-20 | 2012-13 |  |  | 76.38% | 24.9411 | metres | 3336.402 | 83213.6388 | 11862.6391 | 18.66%
41325 | Gravity mains | CASE124643WW | Reticulation at BUNGARRIBEE | 2013-02-20 | 2012-13 |  |  | 76.38% | 6.2279 | metres | 3875.3912 | 24135.4748 | 3440.6671 | 18.66%
41325 | Gravity mains | CASE124643WW | Reticulation at BUNGARRIBEE | 2013-02-20 | 2012-13 |  |  | 76.38% | 4.2011 | metres | 3592.3639 | 15091.8153 | 2151.4353 | 18.66%
41325 | Gravity mains | CASE124643WW | Reticulation at BUNGARRIBEE | 2013-02-20 | 2012-13 |  |  | 76.38% | 37.173 | metres | 3875.3912 | 144060.0325 | 20536.6837 | 18.66%
41325 | Gravity mains | CASE124643WW | Reticulation at BUNGARRIBEE | 2013-02-20 | 2012-13 |  |  | 76.38% | 27.2631 | metres | 3875.3912 | 105655.0522 | 15061.8069 | 18.66%
40848 | Gravity mains | CASE123177WW | Reticulation at BUNGARRIBEE | 2011-11-01 | 2011-12 |  |  | 76.38% | 31.7049 | metres | 950.8722 | 30147.2928 | 1132.8761 | 4.92%
40848 | Gravity mains | CASE123177WW | Reticulation at BUNGARRIBEE | 2011-11-01 | 2011-12 |  |  | 76.38% | 49.9057 | metres | 812.2293 | 40534.8405 | 1523.2197 | 4.92%
40848 | Gravity mains | CASE123177WW | Reticulation at BUNGARRIBEE | 2011-11-01 | 2011-12 |  |  | 76.38% | 30.7627 | metres | 950.8722 | 29251.3792 | 1099.2094 | 4.92%
40848 | Gravity mains | CASE123177WW | Reticulation at BUNGARRIBEE | 2011-11-01 | 2011-12 |  |  | 76.38% | 67.7211 | metres | 812.2293 | 55005.0445 | 2066.9816 | 4.92%
41325 | Gravity mains | CASE124643WW | Reticulation at BUNGARRIBEE | 2013-02-20 | 2012-13 |  |  | 76.38% | 31.3663 | metres | 3336.402 | 104650.6078 | 14918.6168 | 18.66%
41325 | Gravity mains | CASE124643WW | Reticulation at BUNGARRIBEE | 2013-02-20 | 2012-13 |  |  | 76.38% | 13.2163 | metres | 812.2293 | 10734.6473 | 1530.293 | 18.66%
41325 | Gravity mains | CASE124643WW | Reticulation at BUNGARRIBEE | 2013-02-20 | 2012-13 |  |  | 76.38% | 4.9331 | metres | 3336.402 | 16458.9118 | 2346.3237 | 18.66%
41325 | Gravity mains | CASE124643WW | Reticulation at BUNGARRIBEE | 2013-02-20 | 2012-13 |  |  | 76.38% | 9.8888 | metres | 812.2293 | 8032.0004 | 1145.0133 | 18.66%
40848 | Gravity mains | CASE123177WW | Reticulation at BUNGARRIBEE | 2011-11-01 | 2011-12 |  |  | 76.38% | 26.5275 | metres | 3592.3639 | 95296.5727 | 3581.0581 | 4.92%
40848 | Gravity mains | CASE123177WW | Reticulation at BUNGARRIBEE | 2011-11-01 | 2011-12 |  |  | 76.38% | 52.9226 | metres | 812.2293 | 42985.2814 | 1615.3025 | 4.92%
40848 | Gravity mains | CASE123177WW | Reticulation at BUNGARRIBEE | 2011-11-01 | 2011-12 |  |  | 76.38% | 28.6009 | metres | 3592.3639 | 102744.6669 | 3860.9428 | 4.92%
40848 | Gravity mains | CASE123177WW | Reticulation at BUNGARRIBEE | 2011-11-01 | 2011-12 |  |  | 76.38% | 2.5595 | metres | 950.8722 | 2433.7962 | 91.4573 | 4.92%
40848 | Gravity mains | CASE123177WW | Reticulation at BUNGARRIBEE | 2011-11-01 | 2011-12 |  |  | 76.38% | 12.8006 | metres | 950.8722 | 12171.7801 | 457.3916 | 4.92%
40848 | Gravity mains | CASE123177WW | Reticulation at BUNGARRIBEE | 2011-11-01 | 2011-12 |  |  | 76.38% | 5.4532 | metres | 950.8722 | 5185.3015 | 194.8534 | 4.92%
40848 | Gravity mains | CASE123177WW | Reticulation at BUNGARRIBEE | 2011-11-01 | 2011-12 |  |  | 76.38% | 33.7627 | metres | 812.2293 | 27423.072 | 1030.5052 | 4.92%
40848 | Gravity mains | CASE123177WW | Reticulation at BUNGARRIBEE | 2011-11-01 | 2011-12 |  |  | 76.38% | 59.9791 | metres | 950.8722 | 57032.4498 | 2143.1675 | 4.92%
40848 | Gravity mains | CASE123177WW | Reticulation at BUNGARRIBEE | 2011-11-01 | 2011-12 |  |  | 76.38% | 58.0919 | metres | 812.2293 | 47183.9139 | 1773.0788 | 4.92%
40848 | Gravity mains | CASE123177WW | Reticulation at BUNGARRIBEE | 2011-11-01 | 2011-12 |  |  | 76.38% | 43.1466 | metres | 3592.3639 | 154998.1524 | 5824.5262 | 4.92%
40848 | Gravity mains | CASE123177WW | Reticulation at BUNGARRIBEE | 2011-11-01 | 2011-12 |  |  | 76.38% | 36.2996 | metres | 950.8722 | 34516.2376 | 1297.0524 | 4.92%
40848 | Gravity mains | CASE123177WW | Reticulation at BUNGARRIBEE | 2011-11-01 | 2011-12 |  |  | 76.38% | 21.3758 | metres | 3592.3639 | 76789.5016 | 2885.5987 | 4.92%
40848 | Gravity mains | CASE123177WW | Reticulation at BUNGARRIBEE | 2011-11-01 | 2011-12 |  |  | 76.38% | 23.2844 | metres | 812.2293 | 18912.2979 | 710.687 | 4.92%
40848 | Gravity mains | CASE123177WW | Reticulation at BUNGARRIBEE | 2011-11-01 | 2011-12 |  |  | 76.38% | 4.9781 | metres | 812.2293 | 4043.3293 | 151.9404 | 4.92%
40848 | Gravity mains | CASE123177WW | Reticulation at BUNGARRIBEE | 2011-11-01 | 2011-12 |  |  | 76.38% | 31.2011 | metres | 950.8722 | 29668.2419 | 1114.8743 | 4.92%
40848 | Gravity mains | CASE123177WW | Reticulation at BUNGARRIBEE | 2011-11-01 | 2011-12 |  |  | 76.38% | 25.0681 | metres | 812.2293 | 20361.0719 | 765.1291 | 4.92%
40848 | Gravity mains | CASE123177WW | Reticulation at BUNGARRIBEE | 2011-11-01 | 2011-12 |  |  | 76.38% | 27.4942 | metres | 812.2293 | 22331.6004 | 839.1777 | 4.92%
40848 | Gravity mains | CASE123177WW | Reticulation at BUNGARRIBEE | 2011-11-01 | 2011-12 |  |  | 76.38% | 28.4673 | metres | 812.2293 | 23121.9353 | 868.8769 | 4.92%
40848 | Gravity mains | CASE123177WW | Reticulation at BUNGARRIBEE | 2011-11-01 | 2011-12 |  |  | 76.38% | 22.9612 | metres | 812.2293 | 18649.7915 | 700.8225 | 4.92%
40848 | Gravity mains | CASE123177WW | Reticulation at BUNGARRIBEE | 2011-11-01 | 2011-12 |  |  | 76.38% | 8.4356 | metres | 812.2293 | 6851.6197 | 257.4704 | 4.92%
40848 | Gravity mains | CASE123177WW | Reticulation at BUNGARRIBEE | 2011-11-01 | 2011-12 |  |  | 76.38% | 19.6297 | metres | 3336.402 | 65492.4342 | 2461.0771 | 4.92%
40848 | Gravity mains | CASE123177WW | Reticulation at BUNGARRIBEE | 2011-11-01 | 2011-12 |  |  | 76.38% | 16.8949 | metres | 812.2293 | 13722.5651 | 515.667 | 4.92%
40848 | Gravity mains | CASE123177WW | Reticulation at BUNGARRIBEE | 2011-11-01 | 2011-12 |  |  | 76.38% | 31.9592 | metres | 950.8722 | 30389.0799 | 1141.9619 | 4.92%
40848 | Gravity mains | CASE123177WW | Reticulation at BUNGARRIBEE | 2011-11-01 | 2011-12 |  |  | 76.38% | 31.5732 | metres | 950.8722 | 30022.1044 | 1128.1717 | 4.92%
40848 | Gravity mains | CASE123177WW | Reticulation at BUNGARRIBEE | 2011-11-01 | 2011-12 |  |  | 76.38% | 59.8448 | metres | 812.2293 | 48607.6585 | 1826.5804 | 4.92%
40848 | Gravity mains | CASE123177WW | Reticulation at BUNGARRIBEE | 2011-11-01 | 2011-12 |  |  | 76.38% | 57.3985 | metres | 812.2293 | 46620.7351 | 1751.9157 | 4.92%
40848 | Gravity mains | CASE123177WW | Reticulation at BUNGARRIBEE | 2011-11-01 | 2011-12 |  |  | 76.38% | 59.5326 | metres | 812.2293 | 48354.101 | 1817.0522 | 4.92%
40848 | Gravity mains | CASE123177WW | Reticulation at BUNGARRIBEE | 2011-11-01 | 2011-12 |  |  | 76.38% | 20.2342 | metres | 812.2293 | 16434.8063 | 617.5877 | 4.92%
40848 | Gravity mains | CASE123177WW | Reticulation at BUNGARRIBEE | 2011-11-01 | 2011-12 |  |  | 76.38% | 63.6486 | metres | 812.2293 | 51697.2474 | 1942.681 | 4.92%
40848 | Gravity mains | CASE123177WW | Reticulation at BUNGARRIBEE | 2011-11-01 | 2011-12 |  |  | 76.38% | 67.8726 | metres | 812.2293 | 55128.1455 | 2071.6074 | 4.92%
40848 | Gravity mains | CASE123177WW | Reticulation at BUNGARRIBEE | 2011-11-01 | 2011-12 |  |  | 76.38% | 7.0037 | metres | 812.2293 | 5688.6027 | 213.7665 | 4.92%
40848 | Gravity mains | CASE123177WW | Reticulation at BUNGARRIBEE | 2011-11-01 | 2011-12 |  |  | 76.38% | 19.6463 | metres | 812.2293 | 15957.3379 | 599.6454 | 4.92%
40848 | Gravity mains | CASE123177WW | Reticulation at BUNGARRIBEE | 2011-11-01 | 2011-12 |  |  | 76.38% | 36.9694 | metres | 812.2293 | 30027.6391 | 1128.3797 | 4.92%
40848 | Gravity mains | CASE123177WW | Reticulation at BUNGARRIBEE | 2011-11-01 | 2011-12 |  |  | 76.38% | 49.5485 | metres | 812.2293 | 40244.7757 | 1512.3196 | 4.92%
40848 | Gravity mains | CASE123177WW | Reticulation at BUNGARRIBEE | 2011-11-01 | 2011-12 |  |  | 76.38% | 21.5232 | metres | 812.2293 | 17481.8088 | 656.932 | 4.92%
40848 | Gravity mains | CASE123177WW | Reticulation at BUNGARRIBEE | 2011-11-01 | 2011-12 |  |  | 76.38% | 16.6295 | metres | 812.2293 | 13506.9424 | 507.5644 | 4.92%
40848 | Gravity mains | CASE123177WW | Reticulation at BUNGARRIBEE | 2011-11-01 | 2011-12 |  |  | 76.38% | 34.1901 | metres | 3336.402 | 114071.7496 | 4286.5923 | 4.92%
40848 | Gravity mains | CASE123177WW | Reticulation at BUNGARRIBEE | 2011-11-01 | 2011-12 |  |  | 76.38% | 26.0028 | metres | 812.2293 | 21120.2674 | 793.6582 | 4.92%
40848 | Gravity mains | CASE123177WW | Reticulation at BUNGARRIBEE | 2011-11-01 | 2011-12 |  |  | 76.38% | 54.3976 | metres | 812.2293 | 44183.3576 | 1660.3238 | 4.92%
40848 | Gravity mains | CASE123177WW | Reticulation at BUNGARRIBEE | 2011-11-01 | 2011-12 |  |  | 76.38% | 41.9395 | metres | 812.2293 | 34064.4586 | 1280.0755 | 4.92%
40848 | Gravity mains | CASE123177WW | Reticulation at BUNGARRIBEE | 2011-11-01 | 2011-12 |  |  | 76.38% | 6.4737 | metres | 812.2293 | 5258.1616 | 197.5914 | 4.92%
40848 | Gravity mains | CASE123177WW | Reticulation at BUNGARRIBEE | 2011-11-01 | 2011-12 |  |  | 76.38% | 6.6176 | metres | 812.2293 | 5374.9936 | 201.9817 | 4.92%
40848 | Gravity mains | CASE123177WW | Reticulation at BUNGARRIBEE | 2011-11-01 | 2011-12 |  |  | 76.38% | 67.7988 | metres | 812.2293 | 55068.1856 | 2069.3543 | 4.92%
40848 | Gravity mains | CASE123177WW | Reticulation at BUNGARRIBEE | 2011-11-01 | 2011-12 |  |  | 76.38% | 40.4057 | metres | 950.8722 | 38420.6812 | 1443.7737 | 4.92%
40848 | Gravity mains | CASE123177WW | Reticulation at BUNGARRIBEE | 2011-11-01 | 2011-12 |  |  | 76.38% | 24.8184 | metres | 3592.3639 | 89156.6064 | 3350.3302 | 4.92%
40848 | Gravity mains | CASE123177WW | Reticulation at BUNGARRIBEE | 2011-11-01 | 2011-12 |  |  | 76.38% | 32.101 | metres | 950.8722 | 30523.9665 | 1147.0307 | 4.92%
40848 | Gravity mains | CASE123177WW | Reticulation at BUNGARRIBEE | 2011-11-01 | 2011-12 |  |  | 76.38% | 12.1774 | metres | 950.8722 | 11579.1534 | 435.1218 | 4.92%
40848 | Gravity mains | CASE123177WW | Reticulation at BUNGARRIBEE | 2011-11-01 | 2011-12 |  |  | 76.38% | 25.5637 | metres | 812.2293 | 20763.5545 | 780.2536 | 4.92%
40848 | Gravity mains | CASE123177WW | Reticulation at BUNGARRIBEE | 2011-11-01 | 2011-12 |  |  | 76.38% | 88.9648 | metres | 812.2293 | 72259.8251 | 2715.3823 | 4.92%
40848 | Gravity mains | CASE123177WW | Reticulation at BUNGARRIBEE | 2011-11-01 | 2011-12 |  |  | 76.38% | 6.0756 | metres | 812.2293 | 4934.772 | 185.439 | 4.92%
40848 | Gravity mains | CASE123177WW | Reticulation at BUNGARRIBEE | 2011-11-01 | 2011-12 |  |  | 76.38% | 56.1452 | metres | 950.8722 | 53386.9219 | 2006.1757 | 4.92%
40848 | Gravity mains | CASE123177WW | Reticulation at BUNGARRIBEE | 2011-11-01 | 2011-12 |  |  | 76.38% | 35.7404 | metres | 3336.402 | 119244.2798 | 4480.9659 | 4.92%
40848 | Gravity mains | CASE123177WW | Reticulation at BUNGARRIBEE | 2011-11-01 | 2011-12 |  |  | 76.38% | 5.5467 | metres | 812.2293 | 4505.209 | 169.2969 | 4.92%
40848 | Gravity mains | CASE123177WW | Reticulation at BUNGARRIBEE | 2011-11-01 | 2011-12 |  |  | 76.38% | 23.4758 | metres | 950.8722 | 22322.4958 | 838.8356 | 4.92%
40848 | Gravity mains | CASE123177WW | Reticulation at BUNGARRIBEE | 2011-11-01 | 2011-12 |  |  | 76.38% | 7.0696 | metres | 950.8722 | 6722.3187 | 252.6115 | 4.92%
40848 | Gravity mains | CASE123177WW | Reticulation at BUNGARRIBEE | 2011-11-01 | 2011-12 |  |  | 76.38% | 6.4416 | metres | 812.2293 | 5232.0232 | 196.6092 | 4.92%
40848 | Gravity mains | CASE123177WW | Reticulation at BUNGARRIBEE | 2011-11-01 | 2011-12 |  |  | 76.38% | 36.4705 | metres | 950.8722 | 34678.8257 | 1303.1622 | 4.92%
40848 | Gravity mains | CASE123177WW | Reticulation at BUNGARRIBEE | 2011-11-01 | 2011-12 |  |  | 76.38% | 16.4646 | metres | 3592.3639 | 59146.7848 | 2222.62 | 4.92%
40848 | Gravity mains | CASE123177WW | Reticulation at BUNGARRIBEE | 2011-11-01 | 2011-12 |  |  | 76.38% | 74.7777 | metres | 812.2293 | 60736.6283 | 2282.3632 | 4.92%
40848 | Gravity mains | CASE123177WW | Reticulation at BUNGARRIBEE | 2011-11-01 | 2011-12 |  |  | 76.38% | 98.8673 | metres | 812.2293 | 80302.9067 | 3017.6255 | 4.92%
40848 | Gravity mains | CASE123177WW | Reticulation at BUNGARRIBEE | 2011-11-01 | 2011-12 |  |  | 76.38% | 10.3067 | metres | 812.2293 | 8371.4373 | 314.5822 | 4.92%
40848 | Gravity mains | CASE123177WW | Reticulation at BUNGARRIBEE | 2011-11-01 | 2011-12 |  |  | 76.38% | 43.0165 | metres | 3336.402 | 143520.2059 | 5393.2075 | 4.92%
44097 | Gravity mains | CASE147298WW | Branch at BUNGARRIBEE | 2020-09-23 | 2020-21 |  |  | 76.38% | 118.6824 | metres | 4137.5668 | 491056.5599 | 55450.2004 | 14.78%
44097 | Gravity mains | CASE147298WW | Branch at EASTERN CREEK | 2020-09-23 | 2020-21 |  |  | 76.38% | 108.5191 | metres | 3875.3912 | 420553.8648 | 47489.0227 | 14.78%
44097 | Gravity mains | CASE147298WW | Branch at EASTERN CREEK | 2020-09-23 | 2020-21 |  |  | 76.38% | 9.1359 | metres | 3875.3912 | 35405.3425 | 3997.978 | 14.78%
44097 | Gravity mains | CASE147298WW | Branch at EASTERN CREEK | 2020-09-23 | 2020-21 |  |  | 76.38% | 7.1766 | metres | 3875.3912 | 27812.042 | 3140.5411 | 14.78%
44097 | Gravity mains | CASE147298WW | Branch at EASTERN CREEK | 2020-09-23 | 2020-21 |  |  | 76.38% | 115.7536 | metres | 3875.3912 | 448590.6646 | 50654.9434 | 14.78%
44097 | Gravity mains | CASE147298WW | Branch at EASTERN CREEK | 2020-09-23 | 2020-21 |  |  | 76.38% | 37.2015 | metres | 3875.3912 | 144170.4119 | 16279.7504 | 14.78%
44097 | Gravity mains | CASE147298WW | Branch at EASTERN CREEK | 2020-09-23 | 2020-21 |  |  | 76.38% | 35.7861 | metres | 3875.3912 | 138685.3142 | 15660.3721 | 14.78%
41508 | Gravity mains | CASE129695WW | Branch at EASTERN CREEK | 2013-08-22 | 2013-14 |  |  | 76.38% | 179.8016 | metres | 4137.5668 | 743941.1468 | 29108.9774 | 5.123%
41508 | Gravity mains | CASE129695WW | Branch at EASTERN CREEK | 2013-08-22 | 2013-14 |  |  | 76.38% | 45.8156 | metres | 1361.4566 | 62376.0181 | 2440.6529 | 5.123%
41508 | Gravity mains | CASE129695WW | Branch at EASTERN CREEK | 2013-08-22 | 2013-14 |  |  | 76.38% | 123.8819 | metres | 4137.5668 | 512569.6599 | 20055.8589 | 5.123%
41508 | Gravity mains | CASE129695WW | Branch at EASTERN CREEK | 2013-08-22 | 2013-14 |  |  | 76.38% | 30.5278 | metres | 1361.4566 | 41562.2759 | 1626.2514 | 5.123%
41508 | Gravity mains | CASE129695WW | Reticulation at EASTERN CREEK | 2013-08-22 | 2013-14 |  |  | 76.38% | 54.1134 | metres | 950.8722 | 51454.9436 | 2013.3324 | 5.123%
41508 | Gravity mains | CASE129695WW | Reticulation at EASTERN CREEK | 2013-08-22 | 2013-14 |  |  | 76.38% | 23.0146 | metres | 3592.3639 | 82676.8739 | 3234.9861 | 5.123%
41508 | Gravity mains | CASE129695WW | Reticulation at EASTERN CREEK | 2013-08-22 | 2013-14 |  |  | 76.38% | 63.6892 | metres | 950.8722 | 60560.2576 | 2369.6057 | 5.123%
41508 | Gravity mains | CASE129695WW | Branch at EASTERN CREEK | 2013-08-22 | 2013-14 |  |  | 76.38% | 54.6413 | metres | 1361.4566 | 74391.7357 | 2910.8047 | 5.123%
41508 | Gravity mains | CASE129695WW | Reticulation at EASTERN CREEK | 2013-08-22 | 2013-14 |  |  | 76.38% | 115.6952 | metres | 950.8722 | 110011.3505 | 4304.5313 | 5.123%
39365 | Gravity mains | CASE81067WW | Branch at BLACKTOWN | 2007-10-10 | 2007-08 |  |  | 76.38% | 17.3254 | metres | 4641.6566 | 80418.6608 | 6653.322 | 10.83%
39365 | Gravity mains | CASE81067WW | Reticulation at BLACKTOWN | 2007-10-10 | 2007-08 |  |  | 76.38% | 20.8256 | metres | 3336.402 | 69482.7306 | 5748.5536 | 10.83%
39365 | Gravity mains | CASE81067WW | Reticulation at BLACKTOWN | 2007-10-10 | 2007-08 |  |  | 76.38% | 35.7355 | metres | 812.2293 | 29025.3913 | 2401.3739 | 10.83%
39365 | Gravity mains | CASE81067WW | Reticulation at BLACKTOWN | 2007-10-10 | 2007-08 |  |  | 76.38% | 112.8826 | metres | 812.2293 | 91686.5521 | 7585.5548 | 10.83%
39365 | Gravity mains | CASE81067WW | Reticulation at BLACKTOWN | 2007-10-10 | 2007-08 |  |  | 76.38% | 77.7674 | metres | 812.2293 | 63164.9976 | 5225.8651 | 10.83%
39365 | Gravity mains | CASE81067WW | Reticulation at BLACKTOWN | 2007-10-10 | 2007-08 |  |  | 76.38% | 49.8195 | metres | 3336.402 | 166217.7856 | 13751.789 | 10.83%
39365 | Gravity mains | CASE81067WW | Reticulation at BLACKTOWN | 2007-10-10 | 2007-08 |  |  | 76.38% | 81.8741 | metres | 812.2293 | 66500.5597 | 5501.828 | 10.83%
39365 | Gravity mains | CASE81067WW | Reticulation at BLACKTOWN | 2007-10-10 | 2007-08 |  |  | 76.38% | 3.6288 | metres | 812.2293 | 2947.4467 | 243.8528 | 10.83%
39365 | Gravity mains | CASE81067WW | Reticulation at BLACKTOWN | 2007-10-10 | 2007-08 |  |  | 76.38% | 61.5221 | metres | 3336.402 | 205262.4039 | 16982.0892 | 10.83%
39365 | Gravity mains | CASE81067WW | Branch at BLACKTOWN | 2007-10-10 | 2007-08 |  |  | 76.38% | 23.6654 | metres | 4641.6566 | 109846.859 | 9088.0216 | 10.83%
39365 | Gravity mains | CASE81067WW | Reticulation at BLACKTOWN | 2007-10-10 | 2007-08 |  |  | 76.38% | 13.9213 | metres | 3592.3639 | 50010.4603 | 4137.5434 | 10.83%
39365 | Gravity mains | CASE81067WW | Branch at BLACKTOWN | 2007-10-10 | 2007-08 |  |  | 76.38% | 58.7946 | metres | 4641.6566 | 272904.4733 | 22578.3584 | 10.83%
39365 | Gravity mains | CASE81067WW | Reticulation at BLACKTOWN | 2007-10-10 | 2007-08 |  |  | 76.38% | 43.7561 | metres | 3592.3639 | 157187.9585 | 13004.7193 | 10.83%
39365 | Gravity mains | CASE81067WW | Reticulation at BLACKTOWN | 2007-10-10 | 2007-08 |  |  | 76.38% | 32.4563 | metres | 3592.3639 | 116594.7494 | 9646.2986 | 10.83%
39365 | Gravity mains | CASE81067WW | Reticulation at BLACKTOWN | 2007-10-10 | 2007-08 |  |  | 76.38% | 25.5658 | metres | 812.2293 | 20765.3256 | 1717.9893 | 10.83%
39365 | Gravity mains | CASE81067WW | Reticulation at BLACKTOWN | 2007-10-10 | 2007-08 |  |  | 76.38% | 6.6188 | metres | 3336.402 | 22082.8841 | 1826.9956 | 10.83%
39365 | Gravity mains | CASE81067WW | Reticulation at BLACKTOWN | 2007-10-10 | 2007-08 |  |  | 76.38% | 97.8123 | metres | 812.2293 | 79445.9759 | 6572.8483 | 10.83%
39365 | Gravity mains | CASE81067WW | Reticulation at BLACKTOWN | 2007-10-10 | 2007-08 |  |  | 76.38% | 51.5457 | metres | 812.2293 | 41866.9321 | 3463.8003 | 10.83%
39365 | Gravity mains | CASE81067WW | Reticulation at BLACKTOWN | 2007-10-10 | 2007-08 |  |  | 76.38% | 17.6819 | metres | 812.2293 | 14361.7865 | 1188.2017 | 10.83%
39365 | Gravity mains | CASE81067WW | Reticulation at BLACKTOWN | 2007-10-10 | 2007-08 |  |  | 76.38% | 11.0879 | metres | 812.2293 | 9005.9391 | 745.0934 | 10.83%
39365 | Gravity mains | CASE81067WW | Reticulation at BLACKTOWN | 2007-10-10 | 2007-08 |  |  | 76.38% | 20.5086 | metres | 812.2293 | 16657.6487 | 1378.1466 | 10.83%
39365 | Gravity mains | CASE81067WW | Reticulation at BLACKTOWN | 2007-10-10 | 2007-08 |  |  | 76.38% | 47.8609 | metres | 3336.402 | 159683.1742 | 13211.1573 | 10.83%
39365 | Gravity mains | CASE81067WW | Reticulation at BLACKTOWN | 2007-10-10 | 2007-08 |  |  | 76.38% | 14.9149 | metres | 3336.402 | 49762.0973 | 4116.9954 | 10.83%
39365 | Gravity mains | CASE81067WW | Reticulation at BLACKTOWN | 2007-10-10 | 2007-08 |  |  | 76.38% | 14.6774 | metres | 812.2293 | 11921.4438 | 986.3035 | 10.83%
39365 | Gravity mains | CASE81067WW | Reticulation at BLACKTOWN | 2007-10-10 | 2007-08 |  |  | 76.38% | 51.6881 | metres | 812.2293 | 41982.6217 | 3473.3717 | 10.83%
39365 | Gravity mains | CASE81067WW | Reticulation at BLACKTOWN | 2007-10-10 | 2007-08 |  |  | 76.38% | 47.8325 | metres | 3336.402 | 159588.5873 | 13203.3318 | 10.83%
39365 | Gravity mains | CASE81067WW | Reticulation at BLACKTOWN | 2007-10-10 | 2007-08 |  |  | 76.38% | 19.5353 | metres | 812.2293 | 15867.1319 | 1312.7443 | 10.83%
39365 | Gravity mains | CASE81067WW | Reticulation at BLACKTOWN | 2007-10-10 | 2007-08 |  |  | 76.38% | 32.7172 | metres | 812.2293 | 26573.8968 | 2198.5531 | 10.83%
39365 | Gravity mains | CASE81067WW | Reticulation at BLACKTOWN | 2007-10-10 | 2007-08 |  |  | 76.38% | 23.5195 | metres | 812.2293 | 19103.1977 | 1580.4755 | 10.83%
39365 | Gravity mains | CASE81067WW | Reticulation at BLACKTOWN | 2007-10-10 | 2007-08 |  |  | 76.38% | 13.9581 | metres | 3336.402 | 46569.7781 | 3852.8835 | 10.83%
39365 | Gravity mains | CASE81067WW | Reticulation at BLACKTOWN | 2007-10-10 | 2007-08 |  |  | 76.38% | 12.317 | metres | 812.2293 | 10004.2284 | 827.6854 | 10.83%
39365 | Gravity mains | CASE81067WW | Reticulation at BLACKTOWN | 2007-10-10 | 2007-08 |  |  | 76.38% | 5.3318 | metres | 3336.402 | 17789.066 | 1471.7527 | 10.83%
39365 | Gravity mains | CASE81067WW | Reticulation at BLACKTOWN | 2007-10-10 | 2007-08 |  |  | 76.38% | 95.6617 | metres | 3592.3639 | 343651.73 | 28431.5307 | 10.83%
39365 | Gravity mains | CASE81067WW | Reticulation at BLACKTOWN | 2007-10-10 | 2007-08 |  |  | 76.38% | 121.5274 | metres | 3336.402 | 405464.1051 | 33545.4885 | 10.83%
39365 | Gravity mains | CASE81067WW | Reticulation at BLACKTOWN | 2007-10-10 | 2007-08 |  |  | 76.38% | 16.6337 | metres | 3592.3639 | 59754.3216 | 4943.6877 | 10.83%
39365 | Gravity mains | CASE81067WW | Reticulation at BLACKTOWN | 2007-10-10 | 2007-08 |  |  | 76.38% | 10.156 | metres | 3336.402 | 33884.3814 | 2803.3755 | 10.83%
39365 | Gravity mains | CASE81067WW | Reticulation at BLACKTOWN | 2007-10-10 | 2007-08 |  |  | 76.38% | 27.3834 | metres | 812.2293 | 22241.6009 | 1840.1268 | 10.83%
39365 | Gravity mains | CASE81067WW | Reticulation at BLACKTOWN | 2007-10-10 | 2007-08 |  |  | 76.38% | 99.3635 | metres | 812.2293 | 80705.9588 | 6677.0912 | 10.83%
39365 | Gravity mains | CASE81067WW | Reticulation at BLACKTOWN | 2007-10-10 | 2007-08 |  |  | 76.38% | 22.9001 | metres | 3336.402 | 76403.7725 | 6321.156 | 10.83%
39365 | Gravity mains | CASE81067WW | Reticulation at BLACKTOWN | 2007-10-10 | 2007-08 |  |  | 76.38% | 55.7826 | metres | 812.2293 | 45308.2797 | 3748.5152 | 10.83%
39365 | Gravity mains | CASE81067WW | Reticulation at BLACKTOWN | 2007-10-10 | 2007-08 |  |  | 76.38% | 14.7738 | metres | 3336.402 | 49291.3467 | 4078.0486 | 10.83%
41508 | Gravity mains | CASE129695WW | Reticulation at EASTERN CREEK | 2013-08-22 | 2013-14 |  |  | 76.38% | 120.8434 | metres | 3592.3639 | 434113.5699 | 16986.0239 | 5.123%
38860 | Gravity mains | CASE101825WW | Branch at EASTERN CREEK | 2006-05-23 | 2005-06 |  |  | 76.38% | 46.3551 | metres | 4416.6341 | 204733.5813 | 25225.3563 | 16.13%
38860 | Gravity mains | CASE101825WW | Branch at EASTERN CREEK | 2006-05-23 | 2005-06 |  |  | 76.38% | 87.1742 | metres | 1680.8751 | 146528.9992 | 18053.9323 | 16.13%
38860 | Gravity mains | CASE101825WW | Branch at EASTERN CREEK | 2006-05-23 | 2005-06 |  |  | 76.38% | 82.1667 | metres | 4416.6341 | 362900.2475 | 44713.1731 | 16.13%
38860 | Gravity mains | CASE101825WW | Branch at EASTERN CREEK | 2006-05-23 | 2005-06 |  |  | 76.38% | 42.8976 | metres | 4416.6341 | 189463.0753 | 23343.8675 | 16.13%
38860 | Gravity mains | CASE101825WW | Reticulation at EASTERN CREEK | 2006-05-23 | 2005-06 |  |  | 76.38% | 4.0863 | metres | 950.8722 | 3885.51 | 478.7362 | 16.13%
38860 | Gravity mains | CASE101825WW | Branch at EASTERN CREEK | 2006-05-23 | 2005-06 |  |  | 76.38% | 132.9299 | metres | 4416.6341 | 587102.9453 | 72337.3318 | 16.13%
[5 empty] | - |  |  | 76.38% |  |  |  | - | #VALUE!
41451 | SPS |  | QUAKERS HL-S-MPEQ | 2013-06-26 | 2012-13 |  |  | 76.38% | 1 | pumping station | 1813339.425 | 1813339.425 | 1385074.1361 | 100%
41674 | SPS |  | SP1181 Colebee 127573WW | 2014-02-04 | 2013-14 |  |  | 76.38% | 1 | pumping station | 2790886.9711 | 2790886.9711 | 2131749.4713 | 100%
[5 empty] | - |  |  | 76.38% |  |  |  | - | #VALUE!
1996 | STP | ST0018 | Plant - General, Preliminary treatment, Secondary treatment, Tertiary treatment, Pumping, Sludge Processing, Chemical dosing | 1996-06-30 | 1995-96 |  |  | 76.38% | 1 | treatment | 11792266.3438 | 11792266.3438 | 9007228.8143 | 100%
1998 | STP | ST0018 | Plant - Tertiary Treatment | 1998-06-30 | 1997-98 |  |  | 76.38% | 1 | treatment | 680295.3995 | 680295.3995 | 519626.6897 | 100%
1999 | STP | ST0018 | Plant - General, Secondary Treatment, Tertiary Treatment, Sludge Processing | 1999-06-30 | 1998-99 |  |  | 76.38% | 1 | treatment | 3982532.6877 | 3982532.6877 | 3041958.3592 | 100%
2000 | STP | ST0018 | Plant - Chemical Dosing | 2000-06-30 | 1999-00 |  |  | 76.38% | 1 | treatment | 260324.4552 | 260324.4552 | 198842.3485 | 100%
2002 | STP | ST0018 | RDP Plant | 2002-06-30 | 2001-02 |  |  | 76.38% | 1 | treatment | 900744.4917 | 900744.4917 | 688011.2358 | 100%
2005 | STP | ST0018 | Plant - Secondary Treatment | 2005-06-30 | 2004-05 |  |  | 76.38% | 1 | treatment | 513457.6271 | 513457.6271 | 392191.8145 | 100%
[5 empty] | - |  |  | 76.38%
41838 | Gravity mains | CASE131707WW | Reticulation Low Infiltration Sewer at THE PONDS | 2014-07-18 | 2014-15 |  |  | 76.38% | 31.2015 | metres | 3336.402 | 104100.6751 | 552.0148 | 0.6942%
41838 | Gravity mains | CASE131707WW | Reticulation Low Infiltration Sewer at THE PONDS | 2014-07-18 | 2014-15 |  |  | 76.38% | 21.1598 | metres | 3592.3639 | 76013.7674 | 403.0783 | 0.6942%
41838 | Gravity mains | CASE131707WW | Reticulation Low Infiltration Sewer at THE PONDS | 2014-07-18 | 2014-15 |  |  | 76.38% | 27.7881 | metres | 3592.3639 | 99824.8476 | 529.3414 | 0.6942%
41838 | Gravity mains | CASE131707WW | Reticulation Low Infiltration Sewer at THE PONDS | 2014-07-18 | 2014-15 |  |  | 76.38% | 57.1316 | metres | 812.2293 | 46403.9737 | 246.0664 | 0.6942%
41838 | Gravity mains | CASE131707WW | Reticulation Low Infiltration Sewer at THE PONDS | 2014-07-18 | 2014-15 |  |  | 76.38% | 50.4503 | metres | 812.2293 | 40977.2479 | 217.2901 | 0.6942%
41838 | Gravity mains | CASE131707WW | Reticulation Low Infiltration Sewer at THE PONDS | 2014-07-18 | 2014-15 |  |  | 76.38% | 24.2296 | metres | 812.2293 | 19679.9999 | 104.3572 | 0.6942%
41838 | Gravity mains | CASE131707WW | Reticulation Low Infiltration Sewer at THE PONDS | 2014-07-18 | 2014-15 |  |  | 76.38% | 30.9302 | metres | 3336.402 | 103195.5619 | 547.2152 | 0.6942%
41838 | Gravity mains | CASE131707WW | Reticulation Low Infiltration Sewer at THE PONDS | 2014-07-18 | 2014-15 |  |  | 76.38% | 12.6712 | metres | 812.2293 | 10291.9405 | 54.5751 | 0.6942%
41838 | Gravity mains | CASE131707WW | Reticulation Low Infiltration Sewer at THE PONDS | 2014-07-18 | 2014-15 |  |  | 76.38% | 3.9881 | metres | 812.2293 | 3239.234 | 17.1767 | 0.6942%
41838 | Gravity mains | CASE131707WW | Reticulation Low Infiltration Sewer at THE PONDS | 2014-07-18 | 2014-15 |  |  | 76.38% | 12.6094 | metres | 812.2293 | 10241.7268 | 54.3088 | 0.6942%
41838 | Gravity mains | CASE131707WW | Reticulation Low Infiltration Sewer at THE PONDS | 2014-07-18 | 2014-15 |  |  | 76.38% | 3.8298 | metres | 3336.402 | 12777.8326 | 67.757 | 0.6942%
41838 | Gravity mains | CASE131707WW | Reticulation Low Infiltration Sewer at THE PONDS | 2014-07-18 | 2014-15 |  |  | 76.38% | 50.636 | metres | 812.2293 | 41128.0124 | 218.0896 | 0.6942%
41838 | Gravity mains | CASE131707WW | Reticulation Low Infiltration Sewer at THE PONDS | 2014-07-18 | 2014-15 |  |  | 76.38% | 59.4645 | metres | 812.2293 | 48298.7953 | 256.1141 | 0.6942%
41838 | Gravity mains | CASE131707WW | Reticulation Low Infiltration Sewer at THE PONDS | 2014-07-18 | 2014-15 |  |  | 76.38% | 63.1932 | metres | 812.2293 | 51327.3532 | 272.1736 | 0.6942%
41838 | Gravity mains | CASE131707WW | Reticulation Low Infiltration Sewer at THE PONDS | 2014-07-18 | 2014-15 |  |  | 76.38% | 56.5627 | metres | 3336.402 | 188715.9815 | 1000.7045 | 0.6942%
41838 | Gravity mains | CASE131707WW | Reticulation Low Infiltration Sewer at THE PONDS | 2014-07-18 | 2014-15 |  |  | 76.38% | 30.8976 | metres | 3592.3639 | 110995.4001 | 588.5755 | 0.6942%
41838 | Gravity mains | CASE131707WW | Reticulation Low Infiltration Sewer at THE PONDS | 2014-07-18 | 2014-15 |  |  | 76.38% | 20.8157 | metres | 950.8722 | 19793.0251 | 104.9565 | 0.6942%
41838 | Gravity mains | CASE131707WW | Reticulation Low Infiltration Sewer at THE PONDS | 2014-07-18 | 2014-15 |  |  | 76.38% | 45.7474 | metres | 3336.402 | 152631.7804 | 809.3607 | 0.6942%
41838 | Gravity mains | CASE131707WW | Reticulation Low Infiltration Sewer at THE PONDS | 2014-07-18 | 2014-15 |  |  | 76.38% | 47.6683 | metres | 3336.402 | 159040.5594 | 843.3446 | 0.6942%
41838 | Gravity mains | CASE131707WW | Reticulation Low Infiltration Sewer at THE PONDS | 2014-07-18 | 2014-15 |  |  | 76.38% | 28.6616 | metres | 3336.402 | 95626.5725 | 507.0792 | 0.6942%
41838 | Gravity mains | CASE131707WW | Reticulation Low Infiltration Sewer at THE PONDS | 2014-07-18 | 2014-15 |  |  | 76.38% | 30.6031 | metres | 3336.402 | 102104.2292 | 541.4282 | 0.6942%
41838 | Gravity mains | CASE131707WW | Reticulation Low Infiltration Sewer at THE PONDS | 2014-07-18 | 2014-15 |  |  | 76.38% | 25.0109 | metres | 3336.402 | 83446.5461 | 442.4921 | 0.6942%
41838 | Gravity mains | CASE131707WW | Reticulation Low Infiltration Sewer at THE PONDS | 2014-07-18 | 2014-15 |  |  | 76.38% | 28.3994 | metres | 3336.402 | 94751.9318 | 502.4412 | 0.6942%
41838 | Gravity mains | CASE131707WW | Reticulation Low Infiltration Sewer at THE PONDS | 2014-07-18 | 2014-15 |  |  | 76.38% | 43.9665 | metres | 3336.402 | 146689.9395 | 777.8529 | 0.6942%
41838 | Gravity mains | CASE131707WW | Reticulation Low Infiltration Sewer at THE PONDS | 2014-07-18 | 2014-15 |  |  | 76.38% | 28.2887 | metres | 3336.402 | 94382.6375 | 500.4829 | 0.6942%
41838 | Gravity mains | CASE131707WW | Reticulation Low Infiltration Sewer at THE PONDS | 2014-07-18 | 2014-15 |  |  | 76.38% | 30.5485 | metres | 3336.402 | 101921.9237 | 540.4615 | 0.6942%
41838 | Gravity mains | CASE131707WW | Reticulation Low Infiltration Sewer at THE PONDS | 2014-07-18 | 2014-15 |  |  | 76.38% | 15.6079 | metres | 812.2293 | 12677.1564 | 67.2232 | 0.6942%
41838 | Gravity mains | CASE131707WW | Reticulation Low Infiltration Sewer at THE PONDS | 2014-07-18 | 2014-15 |  |  | 76.38% | 29.7679 | metres | 3336.402 | 99317.7544 | 526.6524 | 0.6942%
41838 | Gravity mains | CASE131707WW | Reticulation Low Infiltration Sewer at THE PONDS | 2014-07-18 | 2014-15 |  |  | 76.38% | 27.7325 | metres | 3336.402 | 92526.7812 | 490.6419 | 0.6942%
41838 | Gravity mains | CASE131707WW | Reticulation Low Infiltration Sewer at THE PONDS | 2014-07-18 | 2014-15 |  |  | 76.38% | 3.3386 | metres | 812.2293 | 2711.6811 | 14.3792 | 0.6942%
41838 | Gravity mains | CASE131707WW | Reticulation Low Infiltration Sewer at THE PONDS | 2014-07-18 | 2014-15 |  |  | 76.38% | 25.566 | metres | 3336.402 | 85298.4879 | 452.3124 | 0.6942%
41838 | Gravity mains | CASE131707WW | Reticulation Low Infiltration Sewer at THE PONDS | 2014-07-18 | 2014-15 |  |  | 76.38% | 41.3513 | metres | 812.2293 | 33586.7285 | 178.1004 | 0.6942%
41838 | Gravity mains | CASE131707WW | Reticulation Low Infiltration Sewer at THE PONDS | 2014-07-18 | 2014-15 |  |  | 76.38% | 39.9419 | metres | 812.2293 | 32441.9799 | 172.0301 | 0.6942%
41838 | Gravity mains | CASE131707WW | Reticulation Low Infiltration Sewer at THE PONDS | 2014-07-18 | 2014-15 |  |  | 76.38% | 26.8147 | metres | 812.2293 | 21779.716 | 115.4913 | 0.6942%
41838 | Gravity mains | CASE131707WW | Reticulation Low Infiltration Sewer at THE PONDS | 2014-07-18 | 2014-15 |  |  | 76.38% | 18.0006 | metres | 812.2293 | 14620.6345 | 77.5289 | 0.6942%
41838 | Gravity mains | CASE131707WW | Reticulation Low Infiltration Sewer at THE PONDS | 2014-07-18 | 2014-15 |  |  | 76.38% | 29.9833 | metres | 812.2293 | 24353.3497 | 129.1385 | 0.6942%
41838 | Gravity mains | CASE131707WW | Reticulation Low Infiltration Sewer at THE PONDS | 2014-07-18 | 2014-15 |  |  | 76.38% | 29.7178 | metres | 3336.402 | 99150.3737 | 525.7648 | 0.6942%
41838 | Gravity mains | CASE131707WW | Reticulation Low Infiltration Sewer at THE PONDS | 2014-07-18 | 2014-15 |  |  | 76.38% | 12.5176 | metres | 812.2293 | 10167.1373 | 53.9133 | 0.6942%
41838 | Gravity mains | CASE131707WW | Reticulation Low Infiltration Sewer at THE PONDS | 2014-07-18 | 2014-15 |  |  | 76.38% | 156.9746 | metres | 3336.402 | 523730.3199 | 2777.1855 | 0.6942%
41838 | Gravity mains | CASE131707WW | Reticulation Low Infiltration Sewer at THE PONDS | 2014-07-18 | 2014-15 |  |  | 76.38% | 67.8108 | metres | 3336.402 | 226243.9463 | 1199.7041 | 0.6942%
41838 | Gravity mains | CASE131707WW | Reticulation Low Infiltration Sewer at THE PONDS | 2014-07-18 | 2014-15 |  |  | 76.38% | 12.2602 | metres | 812.2293 | 9958.0973 | 52.8048 | 0.6942%
41838 | Gravity mains | CASE131707WW | Reticulation Low Infiltration Sewer at THE PONDS | 2014-07-18 | 2014-15 |  |  | 76.38% | 29.3433 | metres | 3336.402 | 97900.8995 | 519.1392 | 0.6942%
41838 | Gravity mains | CASE131707WW | Reticulation Low Infiltration Sewer at THE PONDS | 2014-07-18 | 2014-15 |  |  | 76.38% | 12.0722 | metres | 812.2293 | 9805.3879 | 51.995 | 0.6942%
41838 | Gravity mains | CASE131707WW | Reticulation Low Infiltration Sewer at THE PONDS | 2014-07-18 | 2014-15 |  |  | 76.38% | 25.8769 | metres | 3336.402 | 86335.6447 | 457.8121 | 0.6942%
41838 | Gravity mains | CASE131707WW | Reticulation Low Infiltration Sewer at THE PONDS | 2014-07-18 | 2014-15 |  |  | 76.38% | 18.3235 | metres | 3336.402 | 61134.6074 | 324.1786 | 0.6942%
41838 | Gravity mains | CASE131707WW | Reticulation Low Infiltration Sewer at THE PONDS | 2014-07-18 | 2014-15 |  |  | 76.38% | 51.0853 | metres | 812.2293 | 41493.0122 | 220.0251 | 0.6942%
41838 | Gravity mains | CASE131707WW | Reticulation Low Infiltration Sewer at THE PONDS | 2014-07-18 | 2014-15 |  |  | 76.38% | 38.9415 | metres | 812.2293 | 31629.3978 | 167.7212 | 0.6942%
41838 | Gravity mains | CASE131707WW | Reticulation Low Infiltration Sewer at THE PONDS | 2014-07-18 | 2014-15 |  |  | 76.38% | 17.8238 | metres | 3336.402 | 59467.5248 | 315.3385 | 0.6942%
41838 | Gravity mains | CASE131707WW | Reticulation Low Infiltration Sewer at THE PONDS | 2014-07-18 | 2014-15 |  |  | 76.38% | 39.9316 | metres | 812.2293 | 32433.6486 | 171.986 | 0.6942%
41584 | Gravity mains | CASE127300WW | Reticulation Low Infiltration Sewer at THE PONDS | 2013-11-06 | 2013-14 |  |  | 76.38% | 76.4778 | metres | 3336.402 | 255160.5238 | 2906.751 | 1.491%
41584 | Gravity mains | CASE127300WW | Reticulation Low Infiltration Sewer at THE PONDS | 2013-11-06 | 2013-14 |  |  | 76.38% | 86.7349 | metres | 3336.402 | 289382.4803 | 3296.6025 | 1.491%
41584 | Gravity mains | CASE127300WW | Reticulation Low Infiltration Sewer at THE PONDS | 2013-11-06 | 2013-14 |  |  | 76.38% | 19.3864 | metres | 3592.3639 | 69642.8313 | 793.3608 | 1.491%
41584 | Gravity mains | CASE127300WW | Reticulation Low Infiltration Sewer at THE PONDS | 2013-11-06 | 2013-14 |  |  | 76.38% | 59.3034 | metres | 3592.3639 | 213039.5354 | 2426.9149 | 1.491%
41584 | Gravity mains | CASE127300WW | Reticulation Low Infiltration Sewer at THE PONDS | 2013-11-06 | 2013-14 |  |  | 76.38% | 72.9174 | metres | 3336.402 | 243281.6458 | 2771.4286 | 1.491%
41584 | Gravity mains | CASE127300WW | Reticulation Low Infiltration Sewer at THE PONDS | 2013-11-06 | 2013-14 |  |  | 76.38% | 31.8938 | metres | 3336.402 | 106410.4674 | 1212.2123 | 1.491%
41584 | Gravity mains | CASE127300WW | Reticulation Low Infiltration Sewer at THE PONDS | 2013-11-06 | 2013-14 |  |  | 76.38% | 29.1693 | metres | 3336.402 | 97320.3709 | 1108.6593 | 1.491%
41584 | Gravity mains | CASE127300WW | Reticulation Low Infiltration Sewer at THE PONDS | 2013-11-06 | 2013-14 |  |  | 76.38% | 26.519 | metres | 812.2293 | 21539.5246 | 245.3751 | 1.491%
41584 | Gravity mains | CASE127300WW | Reticulation Low Infiltration Sewer at THE PONDS | 2013-11-06 | 2013-14 |  |  | 76.38% | 22.9029 | metres | 812.2293 | 18602.3955 | 211.9157 | 1.491%
41584 | Gravity mains | CASE127300WW | Reticulation Low Infiltration Sewer at THE PONDS | 2013-11-06 | 2013-14 |  |  | 76.38% | 71.5621 | metres | 3336.402 | 238759.9453 | 2719.918 | 1.491%
41584 | Gravity mains | CASE127300WW | Reticulation Low Infiltration Sewer at THE PONDS | 2013-11-06 | 2013-14 |  |  | 76.38% | 82.0435 | metres | 812.2293 | 66638.1057 | 759.1315 | 1.491%
41584 | Gravity mains | CASE127300WW | Reticulation Low Infiltration Sewer at THE PONDS | 2013-11-06 | 2013-14 |  |  | 76.38% | 95.1175 | metres | 812.2293 | 77257.2501 | 880.1032 | 1.491%
41584 | Gravity mains | CASE127300WW | Reticulation Low Infiltration Sewer at THE PONDS | 2013-11-06 | 2013-14 |  |  | 76.38% | 69.2261 | metres | 812.2293 | 56227.4894 | 640.5353 | 1.491%
41584 | Gravity mains | CASE127300WW | Reticulation Low Infiltration Sewer at THE PONDS | 2013-11-06 | 2013-14 |  |  | 76.38% | 15.051 | metres | 3336.402 | 50216.223 | 572.0558 | 1.491%
41584 | Gravity mains | CASE127300WW | Reticulation Low Infiltration Sewer at THE PONDS | 2013-11-06 | 2013-14 |  |  | 76.38% | 55.1053 | metres | 3336.402 | 183853.2703 | 2094.4293 | 1.491%
41584 | Gravity mains | CASE127300WW | Reticulation Low Infiltration Sewer at THE PONDS | 2013-11-06 | 2013-14 |  |  | 76.38% | 45.4003 | metres | 3336.402 | 151473.5297 | 1725.5641 | 1.491%
41584 | Gravity mains | CASE127300WW | Reticulation Low Infiltration Sewer at THE PONDS | 2013-11-06 | 2013-14 |  |  | 76.38% | 29.683 | metres | 3336.402 | 99034.5673 | 1128.1872 | 1.491%
41584 | Gravity mains | CASE127300WW | Reticulation Low Infiltration Sewer at THE PONDS | 2013-11-06 | 2013-14 |  |  | 76.38% | 25.1853 | metres | 3336.402 | 84028.2224 | 957.2371 | 1.491%
41584 | Gravity mains | CASE127300WW | Reticulation Low Infiltration Sewer at THE PONDS | 2013-11-06 | 2013-14 |  |  | 76.38% | 6.2133 | metres | 3336.402 | 20729.9009 | 236.152 | 1.491%
41584 | Gravity mains | CASE127300WW | Reticulation Low Infiltration Sewer at THE PONDS | 2013-11-06 | 2013-14 |  |  | 76.38% | 23.4595 | metres | 3336.402 | 78270.4033 | 891.6449 | 1.491%
41584 | Gravity mains | CASE127300WW | Reticulation Low Infiltration Sewer at THE PONDS | 2013-11-06 | 2013-14 |  |  | 76.38% | 46.4163 | metres | 3336.402 | 154863.4897 | 1764.182 | 1.491%
41584 | Gravity mains | CASE127300WW | Reticulation Low Infiltration Sewer at THE PONDS | 2013-11-06 | 2013-14 |  |  | 76.38% | 68.2614 | metres | 3336.402 | 227747.3438 | 2594.4641 | 1.491%
41584 | Gravity mains | CASE127300WW | Reticulation Low Infiltration Sewer at THE PONDS | 2013-11-06 | 2013-14 |  |  | 76.38% | 6.4862 | metres | 812.2293 | 5268.2997 | 60.0157 | 1.491%
41584 | Gravity mains | CASE127300WW | Reticulation Low Infiltration Sewer at THE PONDS | 2013-11-06 | 2013-14 |  |  | 76.38% | 55.3505 | metres | 3336.402 | 184671.5173 | 2103.7507 | 1.491%
41584 | Gravity mains | CASE127300WW | Reticulation Low Infiltration Sewer at THE PONDS | 2013-11-06 | 2013-14 |  |  | 76.38% | 14.0131 | metres | 812.2293 | 11381.8209 | 129.66 | 1.491%
41584 | Gravity mains | CASE127300WW | Reticulation Low Infiltration Sewer at THE PONDS | 2013-11-06 | 2013-14 |  |  | 76.38% | 13.8608 | metres | 812.2293 | 11258.1391 | 128.2511 | 1.491%
41584 | Gravity mains | CASE127300WW | Reticulation Low Infiltration Sewer at THE PONDS | 2013-11-06 | 2013-14 |  |  | 76.38% | 73.9802 | metres | 3336.402 | 246827.7192 | 2811.8249 | 1.491%
41584 | Gravity mains | CASE127300WW | Reticulation Low Infiltration Sewer at THE PONDS | 2013-11-06 | 2013-14 |  |  | 76.38% | 28.5939 | metres | 3336.402 | 95400.6369 | 1086.79 | 1.491%
41584 | Gravity mains | CASE127300WW | Reticulation Low Infiltration Sewer at THE PONDS | 2013-11-06 | 2013-14 |  |  | 76.38% | 34.8144 | metres | 3336.402 | 116154.8221 | 1323.2186 | 1.491%
41584 | Gravity mains | CASE127300WW | Reticulation Low Infiltration Sewer at THE PONDS | 2013-11-06 | 2013-14 |  |  | 76.38% | 20.8502 | metres | 812.2293 | 16935.1374 | 192.9226 | 1.491%
41584 | Gravity mains | CASE127300WW | Reticulation Low Infiltration Sewer at THE PONDS | 2013-11-06 | 2013-14 |  |  | 76.38% | 29.3342 | metres | 812.2293 | 23826.085 | 271.4232 | 1.491%
41584 | Gravity mains | CASE127300WW | Reticulation Low Infiltration Sewer at THE PONDS | 2013-11-06 | 2013-14 |  |  | 76.38% | 27.9794 | metres | 3336.402 | 93350.5252 | 1063.4354 | 1.491%
41584 | Gravity mains | CASE127300WW | Reticulation Low Infiltration Sewer at THE PONDS | 2013-11-06 | 2013-14 |  |  | 76.38% | 30.075 | metres | 3336.402 | 100342.4546 | 1143.0864 | 1.491%
41584 | Gravity mains | CASE127300WW | Reticulation Low Infiltration Sewer at THE PONDS | 2013-11-06 | 2013-14 |  |  | 76.38% | 27.6295 | metres | 3336.402 | 92183.0389 | 1050.1356 | 1.491%
41584 | Gravity mains | CASE127300WW | Reticulation Low Infiltration Sewer at THE PONDS | 2013-11-06 | 2013-14 |  |  | 76.38% | 73.0683 | metres | 812.2293 | 59348.2296 | 676.0863 | 1.491%
41584 | Gravity mains | CASE127300WW | Reticulation Low Infiltration Sewer at THE PONDS | 2013-11-06 | 2013-14 |  |  | 76.38% | 5.139 | metres | 812.2293 | 4174.0778 | 47.5505 | 1.491%
41584 | Gravity mains | CASE127300WW | Reticulation Low Infiltration Sewer at THE PONDS | 2013-11-06 | 2013-14 |  |  | 76.38% | 113.5444 | metres | 3592.3639 | 407892.7049 | 4646.6535 | 1.491%
41584 | Gravity mains | CASE127300WW | Reticulation Low Infiltration Sewer at THE PONDS | 2013-11-06 | 2013-14 |  |  | 76.38% | 55.6094 | metres | 950.8722 | 52877.464 | 602.3723 | 1.491%
41584 | Gravity mains | CASE127300WW | Reticulation Low Infiltration Sewer at THE PONDS | 2013-11-06 | 2013-14 |  |  | 76.38% | 22.1287 | metres | 3592.3639 | 79494.4141 | 905.5886 | 1.491%
41593 | Gravity mains | CASE127454WW | Reticulation Low Infiltration Sewer at THE PONDS | 2013-11-15 | 2013-14 |  |  | 76.38% | 66.0798 | metres | 950.8722 | 62833.4036 | 880.4358 | 1.834%
41593 | Gravity mains | CASE127454WW | Reticulation Low Infiltration Sewer at THE PONDS | 2013-11-15 | 2013-14 |  |  | 76.38% | 63.1846 | metres | 950.8722 | 60080.5031 | 841.8616 | 1.834%
41593 | Gravity mains | CASE127454WW | Reticulation Low Infiltration Sewer at THE PONDS | 2013-11-15 | 2013-14 |  |  | 76.38% | 43.7193 | metres | 950.8722 | 41571.45 | 582.5085 | 1.834%
41593 | Gravity mains | CASE127454WW | Reticulation Low Infiltration Sewer at THE PONDS | 2013-11-15 | 2013-14 |  |  | 76.38% | 21.7402 | metres | 3592.3639 | 78098.5609 | 1094.3346 | 1.834%
41593 | Gravity mains | CASE127454WW | Reticulation Low Infiltration Sewer at THE PONDS | 2013-11-15 | 2013-14 |  |  | 76.38% | 20.8673 | metres | 3592.3639 | 74962.9614 | 1050.3979 | 1.834%
41593 | Gravity mains | CASE127454WW | Reticulation Low Infiltration Sewer at THE PONDS | 2013-11-15 | 2013-14 |  |  | 76.38% | 5.2412 | metres | 950.8722 | 4983.739 | 69.8333 | 1.834%
41593 | Gravity mains | CASE127454WW | Reticulation Low Infiltration Sewer at THE PONDS | 2013-11-15 | 2013-14 |  |  | 76.38% | 76.8953 | metres | 3592.3639 | 276236.0322 | 3870.6816 | 1.834%
41593 | Gravity mains | CASE127454WW | Reticulation Low Infiltration Sewer at THE PONDS | 2013-11-15 | 2013-14 |  |  | 76.38% | 17.3048 | metres | 3592.3639 | 62165.1698 | 871.0724 | 1.834%
41593 | Gravity mains | CASE127454WW | Reticulation Low Infiltration Sewer at THE PONDS | 2013-11-15 | 2013-14 |  |  | 76.38% | 17.1954 | metres | 3592.3639 | 61772.0876 | 865.5644 | 1.834%
41593 | Gravity mains | CASE127454WW | Reticulation Low Infiltration Sewer at THE PONDS | 2013-11-15 | 2013-14 |  |  | 76.38% | 96.6551 | metres | 3336.402 | 322480.1995 | 4518.6653 | 1.834%
41593 | Gravity mains | CASE127454WW | Reticulation Low Infiltration Sewer at THE PONDS | 2013-11-15 | 2013-14 |  |  | 76.38% | 71.718 | metres | 3336.402 | 239280.2357 | 3352.8486 | 1.834%
41593 | Gravity mains | CASE127454WW | Reticulation Low Infiltration Sewer at THE PONDS | 2013-11-15 | 2013-14 |  |  | 76.38% | 47.3194 | metres | 3336.402 | 157876.5601 | 2212.2019 | 1.834%
41593 | Gravity mains | CASE127454WW | Reticulation Low Infiltration Sewer at THE PONDS | 2013-11-15 | 2013-14 |  |  | 76.38% | 32.8243 | metres | 3336.402 | 109514.9119 | 1534.5476 | 1.834%
41593 | Gravity mains | CASE127454WW | Reticulation Low Infiltration Sewer at THE PONDS | 2013-11-15 | 2013-14 |  |  | 76.38% | 29.4851 | metres | 3336.402 | 98374.0588 | 1378.4395 | 1.834%
41593 | Gravity mains | CASE127454WW | Reticulation Low Infiltration Sewer at THE PONDS | 2013-11-15 | 2013-14 |  |  | 76.38% | 69.5548 | metres | 812.2293 | 56494.4249 | 791.6126 | 1.834%
41593 | Gravity mains | CASE127454WW | Reticulation Low Infiltration Sewer at THE PONDS | 2013-11-15 | 2013-14 |  |  | 76.38% | 16.8336 | metres | 3336.402 | 56163.5495 | 786.9763 | 1.834%
41593 | Gravity mains | CASE127454WW | Reticulation Low Infiltration Sewer at THE PONDS | 2013-11-15 | 2013-14 |  |  | 76.38% | 12.5288 | metres | 3336.402 | 41801.0861 | 585.7262 | 1.834%
41593 | Gravity mains | CASE127454WW | Reticulation Low Infiltration Sewer at THE PONDS | 2013-11-15 | 2013-14 |  |  | 76.38% | 2.2353 | metres | 812.2293 | 1815.6042 | 25.4407 | 1.834%
41593 | Gravity mains | CASE127454WW | Reticulation Low Infiltration Sewer at THE PONDS | 2013-11-15 | 2013-14 |  |  | 76.38% | 62.7832 | metres | 3336.402 | 209470.1246 | 2935.1426 | 1.834%
41593 | Gravity mains | CASE127454WW | Reticulation Low Infiltration Sewer at THE PONDS | 2013-11-15 | 2013-14 |  |  | 76.38% | 76.1766 | metres | 3336.402 | 254155.8104 | 3561.2885 | 1.834%
41593 | Gravity mains | CASE127454WW | Reticulation Low Infiltration Sewer at THE PONDS | 2013-11-15 | 2013-14 |  |  | 76.38% | 31.1569 | metres | 3336.402 | 103952.106 | 1456.6003 | 1.834%
41593 | Gravity mains | CASE127454WW | Reticulation Low Infiltration Sewer at THE PONDS | 2013-11-15 | 2013-14 |  |  | 76.38% | 44.9796 | metres | 3336.402 | 150070.0659 | 2102.8156 | 1.834%
41593 | Gravity mains | CASE127454WW | Reticulation Low Infiltration Sewer at THE PONDS | 2013-11-15 | 2013-14 |  |  | 76.38% | 56.0744 | metres | 812.2293 | 45545.261 | 638.1905 | 1.834%
41593 | Gravity mains | CASE127454WW | Reticulation Low Infiltration Sewer at THE PONDS | 2013-11-15 | 2013-14 |  |  | 76.38% | 53.7959 | metres | 3336.402 | 179484.6792 | 2514.9798 | 1.834%
41593 | Gravity mains | CASE127454WW | Reticulation Low Infiltration Sewer at THE PONDS | 2013-11-15 | 2013-14 |  |  | 76.38% | 27.9757 | metres | 3336.402 | 93338.0336 | 1307.8736 | 1.834%
41593 | Gravity mains | CASE127454WW | Reticulation Low Infiltration Sewer at THE PONDS | 2013-11-15 | 2013-14 |  |  | 76.38% | 22.597 | metres | 3336.402 | 75392.7215 | 1056.4198 | 1.834%
41593 | Gravity mains | CASE127454WW | Reticulation Low Infiltration Sewer at THE PONDS | 2013-11-15 | 2013-14 |  |  | 76.38% | 38.3422 | metres | 3336.402 | 127925.1181 | 1792.5156 | 1.834%
41593 | Gravity mains | CASE127454WW | Reticulation Low Infiltration Sewer at THE PONDS | 2013-11-15 | 2013-14 |  |  | 76.38% | 47.1832 | metres | 3336.402 | 157422.1249 | 2205.8343 | 1.834%
41593 | Gravity mains | CASE127454WW | Reticulation Low Infiltration Sewer at THE PONDS | 2013-11-15 | 2013-14 |  |  | 76.38% | 28.9865 | metres | 3336.402 | 96710.6345 | 1355.1312 | 1.834%
41593 | Gravity mains | CASE127454WW | Reticulation Low Infiltration Sewer at THE PONDS | 2013-11-15 | 2013-14 |  |  | 76.38% | 37.7417 | metres | 3336.402 | 125921.3389 | 1764.4382 | 1.834%
41593 | Gravity mains | CASE127454WW | Reticulation Low Infiltration Sewer at THE PONDS | 2013-11-15 | 2013-14 |  |  | 76.38% | 22.5758 | metres | 812.2293 | 18336.7605 | 256.9388 | 1.834%
41593 | Gravity mains | CASE127454WW | Reticulation Low Infiltration Sewer at THE PONDS | 2013-11-15 | 2013-14 |  |  | 76.38% | 27.5715 | metres | 3336.402 | 91989.7472 | 1288.9811 | 1.834%
41593 | Gravity mains | CASE127454WW | Reticulation Low Infiltration Sewer at THE PONDS | 2013-11-15 | 2013-14 |  |  | 76.38% | 12.5939 | metres | 812.2293 | 10229.1317 | 143.3329 | 1.834%
41593 | Gravity mains | CASE127454WW | Reticulation Low Infiltration Sewer at THE PONDS | 2013-11-15 | 2013-14 |  |  | 76.38% | 3.8737 | metres | 3336.402 | 12924.1622 | 181.0963 | 1.834%
41593 | Gravity mains | CASE127454WW | Reticulation Low Infiltration Sewer at THE PONDS | 2013-11-15 | 2013-14 |  |  | 76.38% | 32.7975 | metres | 3336.402 | 109425.7616 | 1533.2984 | 1.834%
41593 | Gravity mains | CASE127454WW | Reticulation Low Infiltration Sewer at THE PONDS | 2013-11-15 | 2013-14 |  |  | 76.38% | 25.989 | metres | 3336.402 | 86709.8577 | 1214.9981 | 1.834%
41593 | Gravity mains | CASE127454WW | Reticulation Low Infiltration Sewer at THE PONDS | 2013-11-15 | 2013-14 |  |  | 76.38% | 4.0559 | metres | 3336.402 | 13532.0766 | 189.6145 | 1.834%
41837 | Gravity mains | CASE131706WW | Reticulation Low Infiltration Sewer at THE PONDS | 2014-07-17 | 2014-15 |  |  | 76.38% | 75.0454 | metres | 950.8722 | 71358.5803 | 1077.4368 | 1.977%
41837 | Gravity mains | CASE131706WW | Reticulation Low Infiltration Sewer at THE PONDS | 2014-07-17 | 2014-15 |  |  | 76.38% | 20.6886 | metres | 950.8722 | 19672.2255 | 297.0292 | 1.977%
41837 | Gravity mains | CASE131706WW | Reticulation Low Infiltration Sewer at THE PONDS | 2014-07-17 | 2014-15 |  |  | 76.38% | 29.9015 | metres | 950.8722 | 28432.5343 | 429.3003 | 1.977%
41837 | Gravity mains | CASE131706WW | Reticulation Low Infiltration Sewer at THE PONDS | 2014-07-17 | 2014-15 |  |  | 76.38% | 33.4742 | metres | 950.8722 | 31829.6683 | 480.5933 | 1.977%
41837 | Gravity mains | CASE131706WW | Reticulation Low Infiltration Sewer at THE PONDS | 2014-07-17 | 2014-15 |  |  | 76.38% | 27.6773 | metres | 950.8722 | 26317.5409 | 397.3662 | 1.977%
41837 | Gravity mains | CASE131706WW | Reticulation Low Infiltration Sewer at THE PONDS | 2014-07-17 | 2014-15 |  |  | 76.38% | 13.0899 | metres | 950.8722 | 12446.8595 | 187.934 | 1.977%
41837 | Gravity mains | CASE131706WW | Reticulation Low Infiltration Sewer at THE PONDS | 2014-07-17 | 2014-15 |  |  | 76.38% | 27.7695 | metres | 950.8722 | 26405.2582 | 398.6906 | 1.977%
41837 | Gravity mains | CASE131706WW | Reticulation Low Infiltration Sewer at THE PONDS | 2014-07-17 | 2014-15 |  |  | 76.38% | 61.5277 | metres | 812.2293 | 49974.6017 | 754.5621 | 1.977%
41837 | Gravity mains | CASE131706WW | Reticulation Low Infiltration Sewer at THE PONDS | 2014-07-17 | 2014-15 |  |  | 76.38% | 42.196 | metres | 3336.402 | 140782.746 | 2125.6661 | 1.977%
41837 | Gravity mains | CASE131706WW | Reticulation Low Infiltration Sewer at THE PONDS | 2014-07-17 | 2014-15 |  |  | 76.38% | 31.0196 | metres | 3336.402 | 103493.6953 | 1562.6421 | 1.977%
41837 | Gravity mains | CASE131706WW | Reticulation Low Infiltration Sewer at THE PONDS | 2014-07-17 | 2014-15 |  |  | 76.38% | 19.1973 | metres | 3336.402 | 64049.8287 | 967.0826 | 1.977%
41837 | Gravity mains | CASE131706WW | Reticulation Low Infiltration Sewer at THE PONDS | 2014-07-17 | 2014-15 |  |  | 76.38% | 30.8179 | metres | 3336.402 | 102820.8696 | 1552.4831 | 1.977%
41837 | Gravity mains | CASE131706WW | Reticulation Low Infiltration Sewer at THE PONDS | 2014-07-17 | 2014-15 |  |  | 76.38% | 47.0305 | metres | 3592.3639 | 168950.7725 | 2550.9726 | 1.977%
41837 | Gravity mains | CASE131706WW | Reticulation Low Infiltration Sewer at THE PONDS | 2014-07-17 | 2014-15 |  |  | 76.38% | 13.5341 | metres | 950.8722 | 12869.2342 | 194.3114 | 1.977%
41837 | Gravity mains | CASE131706WW | Reticulation Low Infiltration Sewer at THE PONDS | 2014-07-17 | 2014-15 |  |  | 76.38% | 41.2588 | metres | 812.2293 | 33511.5749 | 505.9883 | 1.977%
41837 | Gravity mains | CASE131706WW | Reticulation Low Infiltration Sewer at THE PONDS | 2014-07-17 | 2014-15 |  |  | 76.38% | 29.5867 | metres | 3336.402 | 98713.0972 | 1490.4602 | 1.977%
41837 | Gravity mains | CASE131706WW | Reticulation Low Infiltration Sewer at THE PONDS | 2014-07-17 | 2014-15 |  |  | 76.38% | 25.1769 | metres | 3336.402 | 84000.2567 | 1268.3124 | 1.977%
41837 | Gravity mains | CASE131706WW | Reticulation Low Infiltration Sewer at THE PONDS | 2014-07-17 | 2014-15 |  |  | 76.38% | 26.5413 | metres | 3336.402 | 88552.5102 | 1337.0465 | 1.977%
41837 | Gravity mains | CASE131706WW | Reticulation Low Infiltration Sewer at THE PONDS | 2014-07-17 | 2014-15 |  |  | 76.38% | 43.9394 | metres | 3336.402 | 146599.4952 | 2213.4927 | 1.977%
41837 | Gravity mains | CASE131706WW | Reticulation Low Infiltration Sewer at THE PONDS | 2014-07-17 | 2014-15 |  |  | 76.38% | 22.1989 | metres | 3336.402 | 74064.3375 | 1118.2908 | 1.977%
41837 | Gravity mains | CASE131706WW | Reticulation Low Infiltration Sewer at THE PONDS | 2014-07-17 | 2014-15 |  |  | 76.38% | 22.8456 | metres | 3336.402 | 76222.1594 | 1150.8716 | 1.977%
41837 | Gravity mains | CASE131706WW | Reticulation Low Infiltration Sewer at THE PONDS | 2014-07-17 | 2014-15 |  |  | 76.38% | 55.4845 | metres | 3336.402 | 185118.6891 | 2795.0906 | 1.977%
41837 | Gravity mains | CASE131706WW | Reticulation Low Infiltration Sewer at THE PONDS | 2014-07-17 | 2014-15 |  |  | 76.38% | 47.4394 | metres | 812.2293 | 38531.6988 | 581.7867 | 1.977%
41837 | Gravity mains | CASE131706WW | Reticulation Low Infiltration Sewer at THE PONDS | 2014-07-17 | 2014-15 |  |  | 76.38% | 27.7567 | metres | 3336.402 | 92607.5738 | 1398.2735 | 1.977%
41837 | Gravity mains | CASE131706WW | Reticulation Low Infiltration Sewer at THE PONDS | 2014-07-17 | 2014-15 |  |  | 76.38% | 37.2844 | metres | 812.2293 | 30283.4928 | 457.2478 | 1.977%
41837 | Gravity mains | CASE131706WW | Reticulation Low Infiltration Sewer at THE PONDS | 2014-07-17 | 2014-15 |  |  | 76.38% | 42.1969 | metres | 812.2293 | 34273.5421 | 517.4932 | 1.977%
41837 | Gravity mains | CASE131706WW | Reticulation Low Infiltration Sewer at THE PONDS | 2014-07-17 | 2014-15 |  |  | 76.38% | 31.4139 | metres | 3336.402 | 104809.3812 | 1582.5075 | 1.977%
41837 | Gravity mains | CASE131706WW | Reticulation Low Infiltration Sewer at THE PONDS | 2014-07-17 | 2014-15 |  |  | 76.38% | 42.6815 | metres | 3336.402 | 142402.5887 | 2150.124 | 1.977%
41837 | Gravity mains | CASE131706WW | Reticulation Low Infiltration Sewer at THE PONDS | 2014-07-17 | 2014-15 |  |  | 76.38% | 2.2246 | metres | 812.2293 | 1806.9035 | 27.2823 | 1.977%
41837 | Gravity mains | CASE131706WW | Reticulation Low Infiltration Sewer at THE PONDS | 2014-07-17 | 2014-15 |  |  | 76.38% | 13.3237 | metres | 3336.402 | 44453.1346 | 671.1939 | 1.977%
41837 | Gravity mains | CASE131706WW | Reticulation Low Infiltration Sewer at THE PONDS | 2014-07-17 | 2014-15 |  |  | 76.38% | 2.2373 | metres | 812.2293 | 1817.2239 | 27.4381 | 1.977%
41837 | Gravity mains | CASE131706WW | Reticulation Low Infiltration Sewer at THE PONDS | 2014-07-17 | 2014-15 |  |  | 76.38% | 67.0363 | metres | 812.2293 | 54448.8176 | 822.1178 | 1.977%
41837 | Gravity mains | CASE131706WW | Reticulation Low Infiltration Sewer at THE PONDS | 2014-07-17 | 2014-15 |  |  | 76.38% | 99.5539 | metres | 3336.402 | 332151.9468 | 5015.1326 | 1.977%
41837 | Gravity mains | CASE131706WW | Reticulation Low Infiltration Sewer at THE PONDS | 2014-07-17 | 2014-15 |  |  | 76.38% | 45.3272 | metres | 3336.402 | 151229.6212 | 2283.4026 | 1.977%
41837 | Gravity mains | CASE131706WW | Reticulation Low Infiltration Sewer at THE PONDS | 2014-07-17 | 2014-15 |  |  | 76.38% | 50.277 | metres | 812.2293 | 40836.4819 | 616.5864 | 1.977%
41837 | Gravity mains | CASE131706WW | Reticulation Low Infiltration Sewer at THE PONDS | 2014-07-17 | 2014-15 |  |  | 76.38% | 16.3924 | metres | 3336.402 | 54691.4953 | 825.782 | 1.977%
41837 | Gravity mains | CASE131706WW | Reticulation Low Infiltration Sewer at THE PONDS | 2014-07-17 | 2014-15 |  |  | 76.38% | 80.3835 | metres | 3336.402 | 268191.8193 | 4049.4044 | 1.977%
41837 | Gravity mains | CASE131706WW | Reticulation Low Infiltration Sewer at THE PONDS | 2014-07-17 | 2014-15 |  |  | 76.38% | 16.3928 | metres | 3336.402 | 54693.047 | 825.8054 | 1.977%
41837 | Gravity mains | CASE131706WW | Reticulation Low Infiltration Sewer at THE PONDS | 2014-07-17 | 2014-15 |  |  | 76.38% | 67.0785 | metres | 812.2293 | 54483.1489 | 822.6362 | 1.977%
41837 | Gravity mains | CASE131706WW | Reticulation Low Infiltration Sewer at THE PONDS | 2014-07-17 | 2014-15 |  |  | 76.38% | 18.0126 | metres | 3336.402 | 60097.2623 | 907.4032 | 1.977%
41837 | Gravity mains | CASE131706WW | Reticulation Low Infiltration Sewer at THE PONDS | 2014-07-17 | 2014-15 |  |  | 76.38% | 12.5974 | metres | 812.2293 | 10232.0159 | 154.4923 | 1.977%
41837 | Gravity mains | CASE131706WW | Reticulation Low Infiltration Sewer at THE PONDS | 2014-07-17 | 2014-15 |  |  | 76.38% | 29.6764 | metres | 3336.402 | 99012.5426 | 1494.9815 | 1.977%
41837 | Gravity mains | CASE131706WW | Reticulation Low Infiltration Sewer at THE PONDS | 2014-07-17 | 2014-15 |  |  | 76.38% | 12.52 | metres | 812.2293 | 10169.0905 | 153.5422 | 1.977%
43353 | Gravity mains | CASE161560WW | Reticulation at MARSDEN PARK | 2018-09-10 | 2018-19 |  |  | 76.38% | 65.7766 | metres | 812.2293 | 53425.7012 | 1252.2466 | 3.069%
43353 | Gravity mains | CASE161560WW | Reticulation at MARSDEN PARK | 2018-09-10 | 2018-19 |  |  | 76.38% | 85.5718 | metres | 812.2293 | 69503.8825 | 1629.1035 | 3.069%
43353 | Gravity mains | CASE161560WW | Reticulation at MARSDEN PARK | 2018-09-10 | 2018-19 |  |  | 76.38% | 16.3816 | metres | 812.2293 | 13305.5763 | 311.8698 | 3.069%
43353 | Gravity mains | CASE161560WW | Reticulation at MARSDEN PARK | 2018-09-10 | 2018-19 |  |  | 76.38% | 18.4485 | metres | 812.2293 | 14984.4019 | 351.2198 | 3.069%
43353 | Gravity mains | CASE161560WW | Reticulation at MARSDEN PARK | 2018-09-10 | 2018-19 |  |  | 76.38% | 13.9623 | metres | 812.2293 | 11340.5868 | 265.8123 | 3.069%
43353 | Gravity mains | CASE161560WW | Reticulation at MARSDEN PARK | 2018-09-10 | 2018-19 |  |  | 76.38% | 15.9352 | metres | 812.2293 | 12943.0277 | 303.372 | 3.069%
43353 | Gravity mains | CASE161560WW | Reticulation at MARSDEN PARK | 2018-09-10 | 2018-19 |  |  | 76.38% | 67.1054 | metres | 3592.3639 | 241067.155 | 5650.3801 | 3.069%
43353 | Gravity mains | CASE161560WW | Reticulation at MARSDEN PARK | 2018-09-10 | 2018-19 |  |  | 76.38% | 81.9115 | metres | 3336.402 | 273289.5961 | 6405.6429 | 3.069%
43353 | Gravity mains | CASE161560WW | Reticulation at MARSDEN PARK | 2018-09-10 | 2018-19 |  |  | 76.38% | 29.0054 | metres | 950.8722 | 27580.4624 | 646.4593 | 3.069%
43353 | Gravity mains | CASE161560WW | Reticulation at MARSDEN PARK | 2018-09-10 | 2018-19 |  |  | 76.38% | 25.0933 | metres | 950.8722 | 23860.5337 | 559.2678 | 3.069%
43353 | Gravity mains | CASE161560WW | Reticulation at MARSDEN PARK | 2018-09-10 | 2018-19 |  |  | 76.38% | 18.578 | metres | 3592.3639 | 66738.8713 | 1564.2944 | 3.069%
43353 | Gravity mains | CASE161560WW | Reticulation at MARSDEN PARK | 2018-09-10 | 2018-19 |  |  | 76.38% | 64.5078 | metres | 812.2293 | 52395.1581 | 1228.0917 | 3.069%
43353 | Gravity mains | CASE161560WW | Reticulation at MARSDEN PARK | 2018-09-10 | 2018-19 |  |  | 76.38% | 73.6661 | metres | 3592.3639 | 264635.555 | 6202.8006 | 3.069%
43353 | Gravity mains | CASE161560WW | Reticulation at MARSDEN PARK | 2018-09-10 | 2018-19 |  |  | 76.38% | 63.8863 | metres | 3336.402 | 213150.5268 | 4996.0415 | 3.069%
43353 | Gravity mains | CASE161560WW | Reticulation at MARSDEN PARK | 2018-09-10 | 2018-19 |  |  | 76.38% | 23.0807 | metres | 812.2293 | 18746.8455 | 439.4079 | 3.069%
43353 | Gravity mains | CASE161560WW | Reticulation at MARSDEN PARK | 2018-09-10 | 2018-19 |  |  | 76.38% | 17.2261 | metres | 812.2293 | 13991.5388 | 327.9481 | 3.069%
43353 | Gravity mains | CASE161560WW | Reticulation at MARSDEN PARK | 2018-09-10 | 2018-19 |  |  | 76.38% | 74.632 | metres | 3336.402 | 249002.2481 | 5836.371 | 3.069%
43353 | Gravity mains | CASE161560WW | Reticulation at MARSDEN PARK | 2018-09-10 | 2018-19 |  |  | 76.38% | 87.1683 | metres | 3336.402 | 290828.54 | 6816.7387 | 3.069%
43353 | Gravity mains | CASE161560WW | Reticulation at MARSDEN PARK | 2018-09-10 | 2018-19 |  |  | 76.38% | 83.9963 | metres | 3336.402 | 280245.3482 | 6568.679 | 3.069%
43353 | Gravity mains | CASE161560WW | Reticulation at MARSDEN PARK | 2018-09-10 | 2018-19 |  |  | 76.38% | 76.8141 | metres | 812.2293 | 62390.6249 | 1462.3757 | 3.069%
43353 | Gravity mains | CASE161560WW | Reticulation at MARSDEN PARK | 2018-09-10 | 2018-19 |  |  | 76.38% | 56.6548 | metres | 812.2293 | 46016.6759 | 1078.5862 | 3.069%
43353 | Gravity mains | CASE161560WW | Reticulation at MARSDEN PARK | 2018-09-10 | 2018-19 |  |  | 76.38% | 67.4313 | metres | 812.2293 | 54769.6433 | 1283.7473 | 3.069%
43353 | Gravity mains | CASE161560WW | Reticulation at MARSDEN PARK | 2018-09-10 | 2018-19 |  |  | 76.38% | 98.4231 | metres | 812.2293 | 79942.1123 | 1873.7655 | 3.069%
43353 | Gravity mains | CASE161560WW | Reticulation at MARSDEN PARK | 2018-09-10 | 2018-19 |  |  | 76.38% | 88.2843 | metres | 812.2293 | 71707.0726 | 1680.7442 | 3.069%
43353 | Gravity mains | CASE161560WW | Reticulation at MARSDEN PARK | 2018-09-10 | 2018-19 |  |  | 76.38% | 55.654 | metres | 950.8722 | 52919.8428 | 1240.3898 | 3.069%
43353 | Gravity mains | CASE161560WW | Reticulation at MARSDEN PARK | 2018-09-10 | 2018-19 |  |  | 76.38% | 29.0365 | metres | 3336.402 | 96877.4395 | 2270.7132 | 3.069%
43353 | Gravity mains | CASE161560WW | Reticulation at MARSDEN PARK | 2018-09-10 | 2018-19 |  |  | 76.38% | 61.4597 | metres | 950.8722 | 58440.3138 | 1369.7842 | 3.069%
43353 | Gravity mains | CASE161560WW | Reticulation at MARSDEN PARK | 2018-09-10 | 2018-19 |  |  | 76.38% | 22.6484 | metres | 812.2293 | 18395.7193 | 431.1778 | 3.069%
43353 | Gravity mains | CASE161560WW | Reticulation at MARSDEN PARK | 2018-09-10 | 2018-19 |  |  | 76.38% | 23.5174 | metres | 812.2293 | 19101.4918 | 447.7204 | 3.069%
43353 | Gravity mains | CASE161560WW | Reticulation at MARSDEN PARK | 2018-09-10 | 2018-19 |  |  | 76.38% | 18.0999 | metres | 950.8722 | 17210.6576 | 403.4011 | 3.069%
43353 | Gravity mains | CASE161560WW | Reticulation at MARSDEN PARK | 2018-09-10 | 2018-19 |  |  | 76.38% | 3.7242 | metres | 1162.6195 | 4329.8851 | 101.4883 | 3.069%
43353 | Gravity mains | CASE161560WW | Reticulation at MARSDEN PARK | 2018-09-10 | 2018-19 |  |  | 76.38% | 9.8544 | metres | 950.8722 | 9370.2307 | 219.6291 | 3.069%
43353 | Gravity mains | CASE161560WW | Reticulation at MARSDEN PARK | 2018-09-10 | 2018-19 |  |  | 76.38% | 72.1711 | metres | 812.2293 | 58619.4744 | 1373.9836 | 3.069%
43353 | Gravity mains | CASE161560WW | Reticulation at MARSDEN PARK | 2018-09-10 | 2018-19 |  |  | 76.38% | 23.0621 | metres | 3592.3639 | 82847.5317 | 1941.8657 | 3.069%
43353 | Gravity mains | CASE161560WW | Reticulation at MARSDEN PARK | 2018-09-10 | 2018-19 |  |  | 76.38% | 25.7434 | metres | 950.8722 | 24478.6457 | 573.7557 | 3.069%
43353 | Gravity mains | CASE161560WW | Reticulation at MARSDEN PARK | 2018-09-10 | 2018-19 |  |  | 76.38% | 13.6819 | metres | 950.8722 | 13009.7278 | 304.9354 | 3.069%
43353 | Gravity mains | CASE161560WW | Reticulation at MARSDEN PARK | 2018-09-10 | 2018-19 |  |  | 76.38% | 5.6379 | metres | 812.2293 | 4579.2528 | 107.3332 | 3.069%
43353 | Gravity mains | CASE161560WW | Reticulation at MARSDEN PARK | 2018-09-10 | 2018-19 |  |  | 76.38% | 5.1042 | metres | 812.2293 | 4145.8158 | 97.1739 | 3.069%
43353 | Gravity mains | CASE161560WW | Reticulation at MARSDEN PARK | 2018-09-10 | 2018-19 |  |  | 76.38% | 21.901 | metres | 812.2293 | 17788.6068 | 416.9477 | 3.069%
43353 | Gravity mains | CASE161560WW | Reticulation at MARSDEN PARK | 2018-09-10 | 2018-19 |  |  | 76.38% | 24.1865 | metres | 3336.402 | 80695.9238 | 1891.4341 | 3.069%
43353 | Gravity mains | CASE161560WW | Reticulation at MARSDEN PARK | 2018-09-10 | 2018-19 |  |  | 76.38% | 2.6072 | metres | 812.2293 | 2117.6288 | 49.6352 | 3.069%
43353 | Gravity mains | CASE161560WW | Reticulation at MARSDEN PARK | 2018-09-10 | 2018-19 |  |  | 76.38% | 98.2272 | metres | 812.2293 | 79782.9973 | 1870.036 | 3.069%
43353 | Gravity mains | CASE161560WW | Reticulation at MARSDEN PARK | 2018-09-10 | 2018-19 |  |  | 76.38% | 110.4497 | metres | 812.2293 | 89710.4589 | 2102.7261 | 3.069%
43353 | Gravity mains | CASE161560WW | Reticulation at MARSDEN PARK | 2018-09-10 | 2018-19 |  |  | 76.38% | 78.0241 | metres | 3336.402 | 260319.789 | 6101.6432 | 3.069%
43353 | Gravity mains | CASE161560WW | Reticulation at MARSDEN PARK | 2018-09-10 | 2018-19 |  |  | 76.38% | 15.8539 | metres | 3336.402 | 52895.1472 | 1239.8109 | 3.069%
43353 | Gravity mains | CASE161560WW | Reticulation at MARSDEN PARK | 2018-09-10 | 2018-19 |  |  | 76.38% | 13.8917 | metres | 812.2293 | 11283.2796 | 264.4691 | 3.069%
43353 | Gravity mains | CASE161560WW | Reticulation at MARSDEN PARK | 2018-09-10 | 2018-19 |  |  | 76.38% | 11.7295 | metres | 812.2293 | 9527.0468 | 223.3047 | 3.069%
43353 | Gravity mains | CASE161560WW | Reticulation at MARSDEN PARK | 2018-09-10 | 2018-19 |  |  | 76.38% | 15.8929 | metres | 812.2293 | 12908.6864 | 302.5671 | 3.069%
43353 | Gravity mains | CASE161560WW | Reticulation at MARSDEN PARK | 2018-09-10 | 2018-19 |  |  | 76.38% | 85.3578 | metres | 3336.402 | 284787.9976 | 6675.1543 | 3.069%
43353 | Gravity mains | CASE161560WW | Reticulation at MARSDEN PARK | 2018-09-10 | 2018-19 |  |  | 76.38% | 14.1694 | metres | 812.2293 | 11508.7958 | 269.755 | 3.069%
43353 | Gravity mains | CASE161560WW | Reticulation at MARSDEN PARK | 2018-09-10 | 2018-19 |  |  | 76.38% | 16.0036 | metres | 812.2293 | 12998.5945 | 304.6744 | 3.069%
43353 | Gravity mains | CASE161560WW | Reticulation at MARSDEN PARK | 2018-09-10 | 2018-19 |  |  | 76.38% | 14.0419 | metres | 812.2293 | 11405.2777 | 267.3286 | 3.069%
43353 | Gravity mains | CASE161560WW | Reticulation at MARSDEN PARK | 2018-09-10 | 2018-19 |  |  | 76.38% | 13.931 | metres | 812.2293 | 11315.1775 | 265.2168 | 3.069%
43353 | Gravity mains | CASE161560WW | Reticulation at MARSDEN PARK | 2018-09-10 | 2018-19 |  |  | 76.38% | 105.6063 | metres | 812.2293 | 85776.4949 | 2010.5178 | 3.069%
43353 | Gravity mains | CASE161560WW | Reticulation at MARSDEN PARK | 2018-09-10 | 2018-19 |  |  | 76.38% | 65.6148 | metres | 3336.402 | 218917.2597 | 5131.2081 | 3.069%
43353 | Gravity mains | CASE161560WW | Reticulation at MARSDEN PARK | 2018-09-10 | 2018-19 |  |  | 76.38% | 15.8955 | metres | 812.2293 | 12910.7591 | 302.6157 | 3.069%
43353 | Gravity mains | CASE161560WW | Reticulation at MARSDEN PARK | 2018-09-10 | 2018-19 |  |  | 76.38% | 6.1863 | metres | 812.2293 | 5024.729 | 117.7748 | 3.069%
43353 | Gravity mains | CASE161560WW | Reticulation at MARSDEN PARK | 2018-09-10 | 2018-19 |  |  | 76.38% | 18.8828 | metres | 3336.402 | 63000.7568 | 1476.6766 | 3.069%
43353 | Gravity mains | CASE161560WW | Reticulation at MARSDEN PARK | 2018-09-10 | 2018-19 |  |  | 76.38% | 15.5671 | metres | 812.2293 | 12644.0709 | 296.3648 | 3.069%
43353 | Gravity mains | CASE161560WW | Reticulation at MARSDEN PARK | 2018-09-10 | 2018-19 |  |  | 76.38% | 2.9984 | metres | 812.2293 | 2435.4211 | 57.0839 | 3.069%
43353 | Gravity mains | CASE161560WW | Reticulation at MARSDEN PARK | 2018-09-10 | 2018-19 |  |  | 76.38% | 12.6984 | metres | 812.2293 | 10314.0018 | 241.7502 | 3.069%
43353 | Gravity mains | CASE161560WW | Reticulation at MARSDEN PARK | 2018-09-10 | 2018-19 |  |  | 76.38% | 16.9446 | metres | 812.2293 | 13762.8609 | 322.5881 | 3.069%
43353 | Gravity mains | CASE161560WW | Reticulation at MARSDEN PARK | 2018-09-10 | 2018-19 |  |  | 76.38% | 51.6125 | metres | 812.2293 | 41921.1575 | 982.5912 | 3.069%
43353 | Gravity mains | CASE161560WW | Reticulation at MARSDEN PARK | 2018-09-10 | 2018-19 |  |  | 76.38% | 60.5439 | metres | 812.2293 | 49175.5251 | 1152.6266 | 3.069%
43353 | Gravity mains | CASE161560WW | Reticulation at MARSDEN PARK | 2018-09-10 | 2018-19 |  |  | 76.38% | 36.4754 | metres | 812.2293 | 29626.3747 | 694.4135 | 3.069%
43353 | Gravity mains | CASE161560WW | Reticulation at MARSDEN PARK | 2018-09-10 | 2018-19 |  |  | 76.38% | 25.23 | metres | 812.2293 | 20492.5314 | 480.325 | 3.069%
43353 | Gravity mains | CASE161560WW | Reticulation at MARSDEN PARK | 2018-09-10 | 2018-19 |  |  | 76.38% | 25.2614 | metres | 812.2293 | 20518.0425 | 480.923 | 3.069%
43353 | Gravity mains | CASE161560WW | Reticulation at MARSDEN PARK | 2018-09-10 | 2018-19 |  |  | 76.38% | 60.8055 | metres | 3336.402 | 202871.7216 | 4755.1163 | 3.069%
43353 | Gravity mains | CASE161560WW | Reticulation at MARSDEN PARK | 2018-09-10 | 2018-19 |  |  | 76.38% | 52.769 | metres | 812.2293 | 42860.5463 | 1004.6096 | 3.069%
43353 | Gravity mains | CASE161560WW | Reticulation at MARSDEN PARK | 2018-09-10 | 2018-19 |  |  | 76.38% | 13.974 | metres | 812.2293 | 11350.1079 | 266.0355 | 3.069%
43353 | Gravity mains | CASE161560WW | Reticulation at MARSDEN PARK | 2018-09-10 | 2018-19 |  |  | 76.38% | 15.6791 | metres | 812.2293 | 12735.038 | 298.4969 | 3.069%
43353 | Gravity mains | CASE161560WW | Reticulation at MARSDEN PARK | 2018-09-10 | 2018-19 |  |  | 76.38% | 31.2556 | metres | 812.2293 | 25386.699 | 595.0396 | 3.069%
43353 | Gravity mains | CASE161560WW | Reticulation at MARSDEN PARK | 2018-09-10 | 2018-19 |  |  | 76.38% | 47.1635 | metres | 3336.402 | 157356.5143 | 3688.284 | 3.069%
43353 | Gravity mains | CASE161560WW | Reticulation at MARSDEN PARK | 2018-09-10 | 2018-19 |  |  | 76.38% | 59.0667 | metres | 812.2293 | 47975.6625 | 1124.503 | 3.069%
43353 | Gravity mains | CASE161560WW | Reticulation at MARSDEN PARK | 2018-09-10 | 2018-19 |  |  | 76.38% | 22.803 | metres | 812.2293 | 18521.2367 | 434.1198 | 3.069%
43353 | Gravity mains | CASE161560WW | Reticulation at MARSDEN PARK | 2018-09-10 | 2018-19 |  |  | 76.38% | 26.5779 | metres | 3336.402 | 88674.549 | 2078.4454 | 3.069%
43353 | Gravity mains | CASE161560WW | Reticulation at MARSDEN PARK | 2018-09-10 | 2018-19 |  |  | 76.38% | 14.6929 | metres | 812.2293 | 11934.0048 | 279.7215 | 3.069%
43353 | Gravity mains | CASE161560WW | Reticulation at MARSDEN PARK | 2018-09-10 | 2018-19 |  |  | 76.38% | 22.769 | metres | 3336.402 | 75966.4777 | 1780.5805 | 3.069%
43353 | Gravity mains | CASE161560WW | Reticulation at MARSDEN PARK | 2018-09-10 | 2018-19 |  |  | 76.38% | 6.0916 | metres | 812.2293 | 4947.8141 | 115.972 | 3.069%
43353 | Gravity mains | CASE161560WW | Reticulation at MARSDEN PARK | 2018-09-10 | 2018-19 |  |  | 76.38% | 17.9151 | metres | 812.2293 | 14551.1983 | 341.066 | 3.069%
43353 | Gravity mains | CASE161560WW | Reticulation at MARSDEN PARK | 2018-09-10 | 2018-19 |  |  | 76.38% | 16.1526 | metres | 812.2293 | 13119.5973 | 307.5106 | 3.069%
43353 | Gravity mains | CASE161560WW | Reticulation at MARSDEN PARK | 2018-09-10 | 2018-19 |  |  | 76.38% | 21.2981 | metres | 812.2293 | 17298.973 | 405.4711 | 3.069%
43353 | Gravity mains | CASE161560WW | Reticulation at MARSDEN PARK | 2018-09-10 | 2018-19 |  |  | 76.38% | 23.4103 | metres | 3336.402 | 78106.1096 | 1830.7314 | 3.069%
43353 | Gravity mains | CASE161560WW | Reticulation at MARSDEN PARK | 2018-09-10 | 2018-19 |  |  | 76.38% | 27.6117 | metres | 812.2293 | 22427.0252 | 525.6677 | 3.069%
43353 | Gravity mains | CASE161560WW | Reticulation at MARSDEN PARK | 2018-09-10 | 2018-19 |  |  | 76.38% | 4.0474 | metres | 3336.402 | 13503.7043 | 316.5137 | 3.069%
43353 | Gravity mains | CASE161560WW | Reticulation at MARSDEN PARK | 2018-09-10 | 2018-19 |  |  | 76.38% | 27.9516 | metres | 3336.402 | 93257.9048 | 2185.8748 | 3.069%
43353 | Gravity mains | CASE161560WW | Reticulation at MARSDEN PARK | 2018-09-10 | 2018-19 |  |  | 76.38% | 74.8062 | metres | 3336.402 | 249583.4577 | 5849.994 | 3.069%
43353 | Gravity mains | CASE161560WW | Reticulation at MARSDEN PARK | 2018-09-10 | 2018-19 |  |  | 76.38% | 74.7129 | metres | 3336.402 | 249272.2076 | 5842.6986 | 3.069%
43353 | Gravity mains | CASE161560WW | Reticulation at MARSDEN PARK | 2018-09-10 | 2018-19 |  |  | 76.38% | 12.002 | metres | 812.2293 | 9748.3377 | 228.4916 | 3.069%
43353 | Gravity mains | CASE161560WW | Reticulation at MARSDEN PARK | 2018-09-10 | 2018-19 |  |  | 76.38% | 23.5312 | metres | 3336.402 | 78509.6991 | 1840.1911 | 3.069%
43353 | Gravity mains | CASE161560WW | Reticulation at MARSDEN PARK | 2018-09-10 | 2018-19 |  |  | 76.38% | 83.8671 | metres | 812.2293 | 68119.3519 | 1596.6515 | 3.069%
43353 | Gravity mains | CASE161560WW | Reticulation at MARSDEN PARK | 2018-09-10 | 2018-19 |  |  | 76.38% | 33.7063 | metres | 812.2293 | 27377.252 | 641.6962 | 3.069%
43353 | Gravity mains | CASE161560WW | Reticulation at MARSDEN PARK | 2018-09-10 | 2018-19 |  |  | 76.38% | 73.8062 | metres | 3336.402 | 246247.2519 | 5771.7966 | 3.069%
43353 | Gravity mains | CASE161560WW | Reticulation at MARSDEN PARK | 2018-09-10 | 2018-19 |  |  | 76.38% | 21.8299 | metres | 3336.402 | 72833.273 | 1707.1412 | 3.069%
43353 | Gravity mains | CASE161560WW | Reticulation at MARSDEN PARK | 2018-09-10 | 2018-19 |  |  | 76.38% | 14.3057 | metres | 812.2293 | 11619.5434 | 272.3508 | 3.069%
43353 | Gravity mains | CASE161560WW | Reticulation at MARSDEN PARK | 2018-09-10 | 2018-19 |  |  | 76.38% | 6.6511 | metres | 812.2293 | 5402.238 | 126.6232 | 3.069%
43353 | Gravity mains | CASE161560WW | Reticulation at MARSDEN PARK | 2018-09-10 | 2018-19 |  |  | 76.38% | 7.1486 | metres | 3336.402 | 23850.484 | 559.0322 | 3.069%
43353 | Gravity mains | CASE161560WW | Reticulation at MARSDEN PARK | 2018-09-10 | 2018-19 |  |  | 76.38% | 26.8183 | metres | 3336.402 | 89476.7418 | 2097.248 | 3.069%
43353 | Gravity mains | CASE161560WW | Reticulation at MARSDEN PARK | 2018-09-10 | 2018-19 |  |  | 76.38% | 31.368 | metres | 812.2293 | 25477.9997 | 597.1796 | 3.069%
43353 | Gravity mains | CASE161560WW | Reticulation at MARSDEN PARK | 2018-09-10 | 2018-19 |  |  | 76.38% | 22.3958 | metres | 812.2293 | 18190.5164 | 426.368 | 3.069%
43353 | Gravity mains | CASE161560WW | Reticulation at MARSDEN PARK | 2018-09-10 | 2018-19 |  |  | 76.38% | 4.8177 | metres | 812.2293 | 3913.0405 | 91.7179 | 3.069%
43353 | Gravity mains | CASE161560WW | Reticulation at MARSDEN PARK | 2018-09-10 | 2018-19 |  |  | 76.38% | 20.9906 | metres | 812.2293 | 17049.1989 | 399.6167 | 3.069%
43353 | Gravity mains | CASE161560WW | Reticulation at MARSDEN PARK | 2018-09-10 | 2018-19 |  |  | 76.38% | 18.1236 | metres | 812.2293 | 14720.5384 | 345.0351 | 3.069%
43353 | Gravity mains | CASE161560WW | Reticulation at MARSDEN PARK | 2018-09-10 | 2018-19 |  |  | 76.38% | 32.6604 | metres | 812.2293 | 26527.732 | 621.7843 | 3.069%
43353 | Gravity mains | CASE161560WW | Reticulation at MARSDEN PARK | 2018-09-10 | 2018-19 |  |  | 76.38% | 5.2717 | metres | 812.2293 | 4281.8306 | 100.362 | 3.069%
43353 | Gravity mains | CASE161560WW | Reticulation at MARSDEN PARK | 2018-09-10 | 2018-19 |  |  | 76.38% | 27.4036 | metres | 3336.402 | 91429.2933 | 2143.0139 | 3.069%
43353 | Gravity mains | CASE161560WW | Reticulation at MARSDEN PARK | 2018-09-10 | 2018-19 |  |  | 76.38% | 22.2309 | metres | 812.2293 | 18056.5541 | 423.2281 | 3.069%
43353 | Gravity mains | CASE161560WW | Reticulation at MARSDEN PARK | 2018-09-10 | 2018-19 |  |  | 76.38% | 21.4641 | metres | 812.2293 | 17433.8023 | 408.6314 | 3.069%
43353 | Gravity mains | CASE161560WW | Reticulation at MARSDEN PARK | 2018-09-10 | 2018-19 |  |  | 76.38% | 35.7713 | metres | 812.2293 | 29054.5193 | 681.0097 | 3.069%
43353 | Gravity mains | CASE161560WW | Reticulation at MARSDEN PARK | 2018-09-10 | 2018-19 |  |  | 76.38% | 38.5035 | metres | 812.2293 | 31273.6557 | 733.0241 | 3.069%
43353 | Gravity mains | CASE161560WW | Reticulation at MARSDEN PARK | 2018-09-10 | 2018-19 |  |  | 76.38% | 35.2829 | metres | 3336.402 | 117717.7774 | 2759.1904 | 3.069%
43353 | Gravity mains | CASE161560WW | Reticulation at MARSDEN PARK | 2018-09-10 | 2018-19 |  |  | 76.38% | 23.3354 | metres | 3336.402 | 77856.1362 | 1824.8723 | 3.069%
43353 | Gravity mains | CASE161560WW | Reticulation at MARSDEN PARK | 2018-09-10 | 2018-19 |  |  | 76.38% | 21.7652 | metres | 812.2293 | 17678.3692 | 414.3638 | 3.069%
43353 | Gravity mains | CASE161560WW | Reticulation at MARSDEN PARK | 2018-09-10 | 2018-19 |  |  | 76.38% | 32.1921 | metres | 812.2293 | 26147.3683 | 612.8689 | 3.069%
43353 | Gravity mains | CASE161560WW | Reticulation at MARSDEN PARK | 2018-09-10 | 2018-19 |  |  | 76.38% | 11.0365 | metres | 812.2293 | 8964.1585 | 210.1112 | 3.069%
43353 | Gravity mains | CASE161560WW | Reticulation at MARSDEN PARK | 2018-09-10 | 2018-19 |  |  | 76.38% | 24.8073 | metres | 812.2293 | 20149.2186 | 472.2781 | 3.069%
43353 | Gravity mains | CASE161560WW | Reticulation at MARSDEN PARK | 2018-09-10 | 2018-19 |  |  | 76.38% | 85.0677 | metres | 812.2293 | 69094.4585 | 1619.507 | 3.069%
43353 | Gravity mains | CASE161560WW | Reticulation at MARSDEN PARK | 2018-09-10 | 2018-19 |  |  | 76.38% | 75.9889 | metres | 812.2293 | 61720.4168 | 1446.6667 | 3.069%
43353 | Gravity mains | CASE161560WW | Reticulation at MARSDEN PARK | 2018-09-10 | 2018-19 |  |  | 76.38% | 41.5842 | metres | 812.2293 | 33775.9436 | 791.6753 | 3.069%
43353 | Gravity mains | CASE161560WW | Reticulation at MARSDEN PARK | 2018-09-10 | 2018-19 |  |  | 76.38% | 50.3099 | metres | 3336.402 | 167854.12 | 3934.3377 | 3.069%
43257 | Gravity mains | CASE160715WW | Reticulation at BOX HILL | 2018-06-06 | 2017-18 |  |  | 76.38% | 54.9347 | metres | 812.2293 | 44619.5608 | 1157.4614 | 3.396%
43257 | Gravity mains | CASE160715WW | Reticulation at BOX HILL | 2018-06-06 | 2017-18 |  |  | 76.38% | 24.8939 | metres | 3336.402 | 83056.1251 | 2154.5318 | 3.396%
43257 | Gravity mains | CASE160715WW | Reticulation at BOX HILL | 2018-06-06 | 2017-18 |  |  | 76.38% | 33.3671 | metres | 812.2293 | 27101.7323 | 703.0372 | 3.396%
43257 | Gravity mains | CASE160715WW | Reticulation at BOX HILL | 2018-06-06 | 2017-18 |  |  | 76.38% | 47.4683 | metres | 3336.402 | 158373.4876 | 4108.3148 | 3.396%
43257 | Gravity mains | CASE160715WW | Reticulation at BOX HILL | 2018-06-06 | 2017-18 |  |  | 76.38% | 59.9717 | metres | 3336.402 | 200089.6323 | 5190.4597 | 3.396%
43257 | Gravity mains | CASE160715WW | Reticulation at BOX HILL | 2018-06-06 | 2017-18 |  |  | 76.38% | 26.4171 | metres | 3336.402 | 88138.0447 | 2286.3602 | 3.396%
43257 | Gravity mains | CASE160715WW | Reticulation at BOX HILL | 2018-06-06 | 2017-18 |  |  | 76.38% | 36.9943 | metres | 3336.402 | 123427.7112 | 3201.7979 | 3.396%
43257 | Gravity mains | CASE160715WW | Reticulation at BOX HILL | 2018-06-06 | 2017-18 |  |  | 76.38% | 80.5013 | metres | 812.2293 | 65385.4959 | 1696.1438 | 3.396%
43257 | Gravity mains | CASE160715WW | Reticulation at BOX HILL | 2018-06-06 | 2017-18 |  |  | 76.38% | 23.8484 | metres | 3336.402 | 79567.7634 | 2064.0413 | 3.396%
43257 | Gravity mains | CASE160715WW | Reticulation at BOX HILL | 2018-06-06 | 2017-18 |  |  | 76.38% | 4.6667 | metres | 812.2293 | 3790.4161 | 98.3259 | 3.396%
43257 | Gravity mains | CASE160715WW | Reticulation at BOX HILL | 2018-06-06 | 2017-18 |  |  | 76.38% | 11.3654 | metres | 812.2293 | 9231.3481 | 239.4674 | 3.396%
43257 | Gravity mains | CASE160715WW | Reticulation at BOX HILL | 2018-06-06 | 2017-18 |  |  | 76.38% | 54.9141 | metres | 950.8722 | 52216.2781 | 1354.5254 | 3.396%
43257 | Gravity mains | CASE160715WW | Reticulation at BOX HILL | 2018-06-06 | 2017-18 |  |  | 76.38% | 4.9472 | metres | 950.8722 | 4704.1984 | 122.0301 | 3.396%
43257 | Gravity mains | CASE160715WW | Reticulation at BOX HILL | 2018-06-06 | 2017-18 |  |  | 76.38% | 23.6712 | metres | 3336.402 | 78976.5605 | 2048.7051 | 3.396%
43257 | Gravity mains | CASE160715WW | Reticulation at BOX HILL | 2018-06-06 | 2017-18 |  |  | 76.38% | 20.5504 | metres | 3592.3639 | 73824.6656 | 1915.0615 | 3.396%
43257 | Gravity mains | CASE160715WW | Reticulation at BOX HILL | 2018-06-06 | 2017-18 |  |  | 76.38% | 36.9826 | metres | 3336.402 | 123388.7777 | 3200.7879 | 3.396%
43257 | Gravity mains | CASE160715WW | Reticulation at BOX HILL | 2018-06-06 | 2017-18 |  |  | 76.38% | 23.5977 | metres | 3592.3639 | 84771.5761 | 2199.0317 | 3.396%
43257 | Gravity mains | CASE160715WW | Reticulation at BOX HILL | 2018-06-06 | 2017-18 |  |  | 76.38% | 10.101 | metres | 812.2293 | 8204.3367 | 212.826 | 3.396%
43257 | Gravity mains | CASE160715WW | Reticulation at BOX HILL | 2018-06-06 | 2017-18 |  |  | 76.38% | 31.6615 | metres | 812.2293 | 25716.3945 | 667.1006 | 3.396%
43257 | Gravity mains | CASE160715WW | Reticulation at BOX HILL | 2018-06-06 | 2017-18 |  |  | 76.38% | 63.4751 | metres | 812.2293 | 51556.3433 | 1337.4062 | 3.396%
43257 | Gravity mains | CASE160715WW | Reticulation at BOX HILL | 2018-06-06 | 2017-18 |  |  | 76.38% | 100.4528 | metres | 3336.402 | 335150.8775 | 8694.0393 | 3.396%
43257 | Gravity mains | CASE160715WW | Reticulation at BOX HILL | 2018-06-06 | 2017-18 |  |  | 76.38% | 28.306 | metres | 3592.3639 | 101685.5418 | 2637.7914 | 3.396%
43257 | Gravity mains | CASE160715WW | Reticulation at BOX HILL | 2018-06-06 | 2017-18 |  |  | 76.38% | 4.4909 | metres | 950.8722 | 4270.2365 | 110.7728 | 3.396%
42629 | Gravity mains | CASE142308WW | Reticulation at SCHOFIELDS | 2016-09-16 | 2016-17 |  |  | 76.38% | 15.3261 | metres | 3336.402 | 51133.9207 | 1387.602 | 3.553%
42629 | Gravity mains | CASE142308WW | Reticulation at SCHOFIELDS | 2016-09-16 | 2016-17 |  |  | 76.38% | 14.955 | metres | 812.2293 | 12146.8586 | 329.6247 | 3.553%
42629 | Gravity mains | CASE142308WW | Reticulation at SCHOFIELDS | 2016-09-16 | 2016-17 |  |  | 76.38% | 5.4212 | metres | 812.2293 | 4403.2507 | 119.4894 | 3.553%
42629 | Gravity mains | CASE142308WW | Reticulation at SCHOFIELDS | 2016-09-16 | 2016-17 |  |  | 76.38% | 104.7326 | metres | 3336.402 | 349430.0845 | 9482.3527 | 3.553%
42629 | Gravity mains | CASE142308WW | Reticulation at SCHOFIELDS | 2016-09-16 | 2016-17 |  |  | 76.38% | 11.4334 | metres | 812.2293 | 9286.581 | 252.0065 | 3.553%
42629 | Gravity mains | CASE142308WW | Reticulation at SCHOFIELDS | 2016-09-16 | 2016-17 |  |  | 76.38% | 30.1467 | metres | 812.2293 | 24486.0586 | 664.469 | 3.553%
42629 | Gravity mains | CASE142308WW | Reticulation at SCHOFIELDS | 2016-09-16 | 2016-17 |  |  | 76.38% | 16.2695 | metres | 812.2293 | 13214.5328 | 358.5978 | 3.553%
42629 | Gravity mains | CASE142308WW | Reticulation at SCHOFIELDS | 2016-09-16 | 2016-17 |  |  | 76.38% | 48.3059 | metres | 812.2293 | 39235.5013 | 1064.719 | 3.553%
42629 | Gravity mains | CASE142308WW | Reticulation at SCHOFIELDS | 2016-09-16 | 2016-17 |  |  | 76.38% | 6.6304 | metres | 812.2293 | 5385.437 | 146.1426 | 3.553%
42629 | Gravity mains | CASE142308WW | Reticulation at SCHOFIELDS | 2016-09-16 | 2016-17 |  |  | 76.38% | 30.1793 | metres | 812.2293 | 24512.4947 | 665.1863 | 3.553%
42629 | Gravity mains | CASE142308WW | Reticulation at SCHOFIELDS | 2016-09-16 | 2016-17 |  |  | 76.38% | 7.2199 | metres | 812.2293 | 5864.2515 | 159.136 | 3.553%
42629 | Gravity mains | CASE142308WW | Reticulation at SCHOFIELDS | 2016-09-16 | 2016-17 |  |  | 76.38% | 29.0386 | metres | 812.2293 | 23586.0202 | 640.045 | 3.553%
42629 | Gravity mains | CASE142308WW | Reticulation at SCHOFIELDS | 2016-09-16 | 2016-17 |  |  | 76.38% | 55.7975 | metres | 3336.402 | 186162.7996 | 5051.8298 | 3.553%
42629 | Gravity mains | CASE142308WW | Reticulation at SCHOFIELDS | 2016-09-16 | 2016-17 |  |  | 76.38% | 68.0493 | metres | 812.2293 | 55271.6183 | 1499.8851 | 3.553%
42629 | Gravity mains | CASE142308WW | Reticulation at SCHOFIELDS | 2016-09-16 | 2016-17 |  |  | 76.38% | 54.574 | metres | 812.2293 | 44326.5789 | 1202.8737 | 3.553%
42629 | Gravity mains | CASE142308WW | Reticulation at SCHOFIELDS | 2016-09-16 | 2016-17 |  |  | 76.38% | 12.5698 | metres | 812.2293 | 10209.5405 | 277.0525 | 3.553%
42629 | Gravity mains | CASE142308WW | Reticulation at SCHOFIELDS | 2016-09-16 | 2016-17 |  |  | 76.38% | 33.4095 | metres | 812.2293 | 27136.1956 | 736.3847 | 3.553%
42629 | Gravity mains | CASE142308WW | Reticulation at SCHOFIELDS | 2016-09-16 | 2016-17 |  |  | 76.38% | 19.5558 | metres | 3336.402 | 65246.1634 | 1770.5606 | 3.553%
42629 | Gravity mains | CASE142308WW | Reticulation at SCHOFIELDS | 2016-09-16 | 2016-17 |  |  | 76.38% | 63.3294 | metres | 812.2293 | 51437.9708 | 1395.8529 | 3.553%
42629 | Gravity mains | CASE142308WW | Reticulation at SCHOFIELDS | 2016-09-16 | 2016-17 |  |  | 76.38% | 42.8595 | metres | 812.2293 | 34811.7092 | 944.6722 | 3.553%
42629 | Gravity mains | CASE142308WW | Reticulation at SCHOFIELDS | 2016-09-16 | 2016-17 |  |  | 76.38% | 54.4877 | metres | 3336.402 | 181792.9571 | 4933.247 | 3.553%
42629 | Gravity mains | CASE142308WW | Reticulation at SCHOFIELDS | 2016-09-16 | 2016-17 |  |  | 76.38% | 36.5656 | metres | 812.2293 | 29699.6834 | 805.9491 | 3.553%
42629 | Gravity mains | CASE142308WW | Reticulation at SCHOFIELDS | 2016-09-16 | 2016-17 |  |  | 76.38% | 17.9658 | metres | 3336.402 | 59941.2293 | 1626.6026 | 3.553%
42629 | Gravity mains | CASE142308WW | Reticulation at SCHOFIELDS | 2016-09-16 | 2016-17 |  |  | 76.38% | 22.1154 | metres | 812.2293 | 17962.7656 | 487.4488 | 3.553%
42629 | Gravity mains | CASE142308WW | Reticulation at SCHOFIELDS | 2016-09-16 | 2016-17 |  |  | 76.38% | 2.2991 | metres | 812.2293 | 1867.3566 | 50.6738 | 3.553%
42629 | Gravity mains | CASE142308WW | Reticulation at SCHOFIELDS | 2016-09-16 | 2016-17 |  |  | 76.38% | 54.9228 | metres | 812.2293 | 44609.9136 | 1210.5624 | 3.553%
42629 | Gravity mains | CASE142308WW | Reticulation at SCHOFIELDS | 2016-09-16 | 2016-17 |  |  | 76.38% | 9.2047 | metres | 812.2293 | 7476.3671 | 202.8834 | 3.553%
42629 | Gravity mains | CASE142308WW | Reticulation at SCHOFIELDS | 2016-09-16 | 2016-17 |  |  | 76.38% | 11.1966 | metres | 812.2293 | 9094.2227 | 246.7865 | 3.553%
42629 | Gravity mains | CASE142308WW | Reticulation at SCHOFIELDS | 2016-09-16 | 2016-17 |  |  | 76.38% | 82.7811 | metres | 3336.402 | 276191.1288 | 7494.8947 | 3.553%
42629 | Gravity mains | CASE142308WW | Reticulation at SCHOFIELDS | 2016-09-16 | 2016-17 |  |  | 76.38% | 30.0966 | metres | 3336.402 | 100414.3097 | 2724.9053 | 3.553%
42629 | Gravity mains | CASE142308WW | Reticulation at SCHOFIELDS | 2016-09-16 | 2016-17 |  |  | 76.38% | 29.9435 | metres | 3592.3639 | 107568.0453 | 2919.0336 | 3.553%
42629 | Gravity mains | CASE142308WW | Reticulation at SCHOFIELDS | 2016-09-16 | 2016-17 |  |  | 76.38% | 6.2365 | metres | 950.8722 | 5930.0922 | 160.9227 | 3.553%
42629 | Gravity mains | CASE142308WW | Reticulation at SCHOFIELDS | 2016-09-16 | 2016-17 |  |  | 76.38% | 23.4946 | metres | 950.8722 | 22340.3383 | 606.2414 | 3.553%
42629 | Gravity mains | CASE142308WW | Reticulation at SCHOFIELDS | 2016-09-16 | 2016-17 |  |  | 76.38% | 66.0587 | metres | 812.2293 | 53654.8016 | 1456.0102 | 3.553%
42629 | Gravity mains | CASE142308WW | Reticulation at SCHOFIELDS | 2016-09-16 | 2016-17 |  |  | 76.38% | 90.6189 | metres | 812.2293 | 73603.3094 | 1997.3453 | 3.553%
42629 | Gravity mains | CASE142308WW | Reticulation at SCHOFIELDS | 2016-09-16 | 2016-17 |  |  | 76.38% | 115.3828 | metres | 812.2293 | 93717.2839 | 2543.1707 | 3.553%
42629 | Gravity mains | CASE142308WW | Reticulation at SCHOFIELDS | 2016-09-16 | 2016-17 |  |  | 76.38% | 42.3991 | metres | 3336.402 | 141460.3111 | 3838.7552 | 3.553%
42629 | Gravity mains | CASE142308WW | Reticulation at SCHOFIELDS | 2016-09-16 | 2016-17 |  |  | 76.38% | 27.1247 | metres | 950.8722 | 25792.1317 | 699.9114 | 3.553%
42629 | Gravity mains | CASE142308WW | Reticulation at SCHOFIELDS | 2016-09-16 | 2016-17 |  |  | 76.38% | 72.2274 | metres | 812.2293 | 58665.2364 | 1591.9764 | 3.553%
42629 | Gravity mains | CASE142308WW | Reticulation at SCHOFIELDS | 2016-09-16 | 2016-17 |  |  | 76.38% | 17.7557 | metres | 3592.3639 | 63784.9465 | 1730.9081 | 3.553%
42629 | Gravity mains | CASE142308WW | Reticulation at SCHOFIELDS | 2016-09-16 | 2016-17 |  |  | 76.38% | 7.8448 | metres | 950.8722 | 7459.3772 | 202.4223 | 3.553%
42629 | Gravity mains | CASE142308WW | Reticulation at SCHOFIELDS | 2016-09-16 | 2016-17 |  |  | 76.38% | 36.5759 | metres | 950.8722 | 34778.9702 | 943.7838 | 3.553%
42629 | Gravity mains | CASE142308WW | Reticulation at SCHOFIELDS | 2016-09-16 | 2016-17 |  |  | 76.38% | 45.5201 | metres | 950.8722 | 43283.8345 | 1174.5771 | 3.553%
42629 | Gravity mains | CASE142308WW | Reticulation at SCHOFIELDS | 2016-09-16 | 2016-17 |  |  | 76.38% | 6.2054 | metres | 950.8722 | 5900.5745 | 160.1217 | 3.553%
42629 | Gravity mains | CASE142308WW | Reticulation at SCHOFIELDS | 2016-09-16 | 2016-17 |  |  | 76.38% | 110.6252 | metres | 3336.402 | 369090.02 | 10015.8569 | 3.553%
42629 | Gravity mains | CASE142308WW | Reticulation at SCHOFIELDS | 2016-09-16 | 2016-17 |  |  | 76.38% | 6.4836 | metres | 812.2293 | 5266.1319 | 142.905 | 3.553%
42629 | Gravity mains | CASE142308WW | Reticulation at SCHOFIELDS | 2016-09-16 | 2016-17 |  |  | 76.38% | 102.7912 | metres | 812.2293 | 83490.0457 | 2265.6379 | 3.553%
42629 | Gravity mains | CASE142308WW | Reticulation at SCHOFIELDS | 2016-09-16 | 2016-17 |  |  | 76.38% | 37.7547 | metres | 812.2293 | 30665.473 | 832.1574 | 3.553%
42629 | Gravity mains | CASE142308WW | Reticulation at SCHOFIELDS | 2016-09-16 | 2016-17 |  |  | 76.38% | 113.2318 | metres | 3336.402 | 377786.802 | 10251.8582 | 3.553%
42629 | Gravity mains | CASE142308WW | Reticulation at SCHOFIELDS | 2016-09-16 | 2016-17 |  |  | 76.38% | 25.4589 | metres | 812.2293 | 20678.4348 | 561.1429 | 3.553%
42629 | Gravity mains | CASE142308WW | Reticulation at SCHOFIELDS | 2016-09-16 | 2016-17 |  |  | 76.38% | 112.1552 | metres | 812.2293 | 91095.7574 | 2472.0313 | 3.553%
42629 | Gravity mains | CASE142308WW | Reticulation at SCHOFIELDS | 2016-09-16 | 2016-17 |  |  | 76.38% | 37.6908 | metres | 812.2293 | 30613.6066 | 830.7499 | 3.553%
42629 | Gravity mains | CASE142308WW | Reticulation at SCHOFIELDS | 2016-09-16 | 2016-17 |  |  | 76.38% | 16.2868 | metres | 812.2293 | 13228.6415 | 358.9807 | 3.553%
42629 | Gravity mains | CASE142308WW | Reticulation at SCHOFIELDS | 2016-09-16 | 2016-17 |  |  | 76.38% | 22.8241 | metres | 3336.402 | 76150.423 | 2066.4654 | 3.553%
42629 | Gravity mains | CASE142308WW | Reticulation at SCHOFIELDS | 2016-09-16 | 2016-17 |  |  | 76.38% | 6.207 | metres | 812.2293 | 5041.4842 | 136.8089 | 3.553%
42629 | Gravity mains | CASE142308WW | Reticulation at SCHOFIELDS | 2016-09-16 | 2016-17 |  |  | 76.38% | 17.9524 | metres | 3336.402 | 59896.3116 | 1625.3837 | 3.553%
42629 | Gravity mains | CASE142308WW | Reticulation at SCHOFIELDS | 2016-09-16 | 2016-17 |  |  | 76.38% | 6.2126 | metres | 812.2293 | 5046.082 | 136.9336 | 3.553%
42629 | Gravity mains | CASE142308WW | Reticulation at SCHOFIELDS | 2016-09-16 | 2016-17 |  |  | 76.38% | 22.6538 | metres | 3336.402 | 75582.173 | 2051.045 | 3.553%
42629 | Gravity mains | CASE142308WW | Reticulation at SCHOFIELDS | 2016-09-16 | 2016-17 |  |  | 76.38% | 6.209 | metres | 812.2293 | 5043.0962 | 136.8526 | 3.553%
42629 | Gravity mains | CASE142308WW | Reticulation at SCHOFIELDS | 2016-09-16 | 2016-17 |  |  | 76.38% | 59.0102 | metres | 3336.402 | 196881.845 | 5342.7085 | 3.553%
42629 | Gravity mains | CASE142308WW | Reticulation at SCHOFIELDS | 2016-09-16 | 2016-17 |  |  | 76.38% | 25.3902 | metres | 812.2293 | 20622.6307 | 559.6286 | 3.553%
42629 | Gravity mains | CASE142308WW | Reticulation at SCHOFIELDS | 2016-09-16 | 2016-17 |  |  | 76.38% | 16.3098 | metres | 812.2293 | 13247.3368 | 359.488 | 3.553%
42629 | Gravity mains | CASE142308WW | Reticulation at SCHOFIELDS | 2016-09-16 | 2016-17 |  |  | 76.38% | 50.5754 | metres | 812.2293 | 41078.7808 | 1114.7394 | 3.553%
42629 | Gravity mains | CASE142308WW | Reticulation at SCHOFIELDS | 2016-09-16 | 2016-17 |  |  | 76.38% | 26.4291 | metres | 3336.402 | 88178.1224 | 2392.8565 | 3.553%
42629 | Gravity mains | CASE142308WW | Reticulation at SCHOFIELDS | 2016-09-16 | 2016-17 |  |  | 76.38% | 25.6227 | metres | 812.2293 | 20811.5201 | 564.7544 | 3.553%
42629 | Gravity mains | CASE142308WW | Reticulation at SCHOFIELDS | 2016-09-16 | 2016-17 |  |  | 76.38% | 20.8165 | metres | 3336.402 | 69452.3467 | 1884.7022 | 3.553%
42629 | Gravity mains | CASE142308WW | Reticulation at SCHOFIELDS | 2016-09-16 | 2016-17 |  |  | 76.38% | 27.0745 | metres | 812.2293 | 21990.6995 | 596.7533 | 3.553%
42629 | Gravity mains | CASE142308WW | Reticulation at SCHOFIELDS | 2016-09-16 | 2016-17 |  |  | 76.38% | 68.0269 | metres | 812.2293 | 55253.4637 | 1499.3924 | 3.553%
42629 | Gravity mains | CASE142308WW | Reticulation at SCHOFIELDS | 2016-09-16 | 2016-17 |  |  | 76.38% | 30.5754 | metres | 812.2293 | 24834.2008 | 673.9164 | 3.553%
42629 | Gravity mains | CASE142308WW | Reticulation at SCHOFIELDS | 2016-09-16 | 2016-17 |  |  | 76.38% | 13.6334 | metres | 812.2293 | 11073.4778 | 300.4968 | 3.553%
42629 | Gravity mains | CASE142308WW | Reticulation at SCHOFIELDS | 2016-09-16 | 2016-17 |  |  | 76.38% | 7.353 | metres | 812.2293 | 5972.3462 | 162.0693 | 3.553%
42629 | Gravity mains | CASE142308WW | Reticulation at SCHOFIELDS | 2016-09-16 | 2016-17 |  |  | 76.38% | 26.228 | metres | 812.2293 | 21303.1463 | 578.0955 | 3.553%
42629 | Gravity mains | CASE142308WW | Reticulation at SCHOFIELDS | 2016-09-16 | 2016-17 |  |  | 76.38% | 39.397 | metres | 812.2293 | 31999.3812 | 868.3552 | 3.553%
43785 | Gravity mains | CASE170396WW | Reticulation at MELONBA | 2019-11-16 | 2019-20 |  |  | 76.38% | 17.8433 | metres | 3592.3639 | 64099.7894 | 1920.4538 | 3.922%
43785 | Gravity mains | CASE170396WW | Reticulation at MELONBA | 2019-11-16 | 2019-20 |  |  | 76.38% | 40.3989 | metres | 950.8722 | 38414.1492 | 1150.9023 | 3.922%
43785 | Gravity mains | CASE170396WW | Reticulation at MELONBA | 2019-11-16 | 2019-20 |  |  | 76.38% | 8.8218 | metres | 3592.3639 | 31691.1254 | 949.478 | 3.922%
43785 | Gravity mains | CASE170396WW | Reticulation at MELONBA | 2019-11-16 | 2019-20 |  |  | 76.38% | 6.0647 | metres | 950.8722 | 5766.7941 | 172.7753 | 3.922%
43785 | Gravity mains | CASE170396WW | Reticulation at MELONBA | 2019-11-16 | 2019-20 |  |  | 76.38% | 41.9422 | metres | 950.8722 | 39881.6832 | 1194.8702 | 3.922%
43785 | Gravity mains | CASE170396WW | Reticulation at MELONBA | 2019-11-16 | 2019-20 |  |  | 76.38% | 23.0164 | metres | 3592.3639 | 82683.3248 | 2477.2235 | 3.922%
43785 | Gravity mains | CASE170396WW | Reticulation at MELONBA | 2019-11-16 | 2019-20 |  |  | 76.38% | 6.1122 | metres | 950.8722 | 5811.9412 | 174.1279 | 3.922%
43785 | Gravity mains | CASE170396WW | Reticulation at MELONBA | 2019-11-16 | 2019-20 |  |  | 76.38% | 53.9793 | metres | 3336.402 | 180096.5505 | 5395.7603 | 3.922%
43785 | Gravity mains | CASE170396WW | Reticulation at MELONBA | 2019-11-16 | 2019-20 |  |  | 76.38% | 6.441 | metres | 950.8722 | 6124.5265 | 183.4931 | 3.922%
43785 | Gravity mains | CASE170396WW | Reticulation at MELONBA | 2019-11-16 | 2019-20 |  |  | 76.38% | 78.7856 | metres | 812.2293 | 63991.9993 | 1917.2244 | 3.922%
43785 | Gravity mains | CASE170396WW | Reticulation at MELONBA | 2019-11-16 | 2019-20 |  |  | 76.38% | 54.1501 | metres | 3336.402 | 180666.4684 | 5412.8353 | 3.922%
43785 | Gravity mains | CASE170396WW | Reticulation at MELONBA | 2019-11-16 | 2019-20 |  |  | 76.38% | 17.8652 | metres | 3592.3639 | 64178.3857 | 1922.8086 | 3.922%
43785 | Gravity mains | CASE170396WW | Reticulation at MELONBA | 2019-11-16 | 2019-20 |  |  | 76.38% | 6.397 | metres | 812.2293 | 5195.849 | 155.6696 | 3.922%
43785 | Gravity mains | CASE170396WW | Reticulation at MELONBA | 2019-11-16 | 2019-20 |  |  | 76.38% | 28.1692 | metres | 812.2293 | 22879.8813 | 685.4898 | 3.922%
43785 | Gravity mains | CASE170396WW | Reticulation at MELONBA | 2019-11-16 | 2019-20 |  |  | 76.38% | 18.1695 | metres | 812.2293 | 14757.8056 | 442.1494 | 3.922%
43785 | Gravity mains | CASE170396WW | Reticulation at MELONBA | 2019-11-16 | 2019-20 |  |  | 76.38% | 43.8084 | metres | 812.2293 | 35582.4516 | 1066.0636 | 3.922%
43785 | Gravity mains | CASE170396WW | Reticulation at MELONBA | 2019-11-16 | 2019-20 |  |  | 76.38% | 24.9669 | metres | 3592.3639 | 89690.0736 | 2687.1483 | 3.922%
43785 | Gravity mains | CASE170396WW | Reticulation at MELONBA | 2019-11-16 | 2019-20 |  |  | 76.38% | 56.2439 | metres | 3336.402 | 187652.2009 | 5622.1305 | 3.922%
43785 | Gravity mains | CASE170396WW | Reticulation at MELONBA | 2019-11-16 | 2019-20 |  |  | 76.38% | 58.5023 | metres | 3336.402 | 195187.3141 | 5847.8853 | 3.922%
43785 | Gravity mains | CASE170396WW | Reticulation at MELONBA | 2019-11-16 | 2019-20 |  |  | 76.38% | 19.3276 | metres | 812.2293 | 15698.4036 | 470.3301 | 3.922%
43785 | Gravity mains | CASE170396WW | Reticulation at MELONBA | 2019-11-16 | 2019-20 |  |  | 76.38% | 12.8692 | metres | 3336.402 | 42936.7649 | 1286.4016 | 3.922%
43785 | Gravity mains | CASE170396WW | Reticulation at MELONBA | 2019-11-16 | 2019-20 |  |  | 76.38% | 17.8198 | metres | 3336.402 | 59453.8822 | 1781.2607 | 3.922%
43785 | Gravity mains | CASE170396WW | Reticulation at MELONBA | 2019-11-16 | 2019-20 |  |  | 76.38% | 6.1959 | metres | 812.2293 | 5032.5259 | 150.7764 | 3.922%
43785 | Gravity mains | CASE170396WW | Reticulation at MELONBA | 2019-11-16 | 2019-20 |  |  | 76.38% | 6.586 | metres | 812.2293 | 5349.3718 | 160.2692 | 3.922%
43785 | Gravity mains | CASE170396WW | Reticulation at MELONBA | 2019-11-16 | 2019-20 |  |  | 76.38% | 66.8202 | metres | 3336.402 | 222939.0422 | 6679.3375 | 3.922%
43785 | Gravity mains | CASE170396WW | Reticulation at MELONBA | 2019-11-16 | 2019-20 |  |  | 76.38% | 27.097 | metres | 3336.402 | 90406.3258 | 2708.6075 | 3.922%
43785 | Gravity mains | CASE170396WW | Reticulation at MELONBA | 2019-11-16 | 2019-20 |  |  | 76.38% | 42.0873 | metres | 812.2293 | 34184.524 | 1024.1812 | 3.922%
43785 | Gravity mains | CASE170396WW | Reticulation at MELONBA | 2019-11-16 | 2019-20 |  |  | 76.38% | 20.562 | metres | 812.2293 | 16701.0402 | 500.3694 | 3.922%
43785 | Gravity mains | CASE170396WW | Reticulation at MELONBA | 2019-11-16 | 2019-20 |  |  | 76.38% | 45.87 | metres | 812.2293 | 37256.9887 | 1116.2334 | 3.922%
43785 | Gravity mains | CASE170396WW | Reticulation at MELONBA | 2019-11-16 | 2019-20 |  |  | 76.38% | 27.3219 | metres | 3336.402 | 91156.9854 | 2731.0975 | 3.922%
43785 | Gravity mains | CASE170396WW | Reticulation at MELONBA | 2019-11-16 | 2019-20 |  |  | 76.38% | 5.9807 | metres | 3336.402 | 19953.8631 | 597.8252 | 3.922%
43785 | Gravity mains | CASE170396WW | Reticulation at MELONBA | 2019-11-16 | 2019-20 |  |  | 76.38% | 5.3518 | metres | 3336.402 | 17855.5944 | 534.9603 | 3.922%
43785 | Gravity mains | CASE170396WW | Reticulation at MELONBA | 2019-11-16 | 2019-20 |  |  | 76.38% | 18.8322 | metres | 812.2293 | 15296.0542 | 458.2755 | 3.922%
43785 | Gravity mains | CASE170396WW | Reticulation at MELONBA | 2019-11-16 | 2019-20 |  |  | 76.38% | 16.7497 | metres | 812.2293 | 13604.5798 | 407.5983 | 3.922%
43785 | Gravity mains | CASE170396WW | Reticulation at MELONBA | 2019-11-16 | 2019-20 |  |  | 76.38% | 18.733 | metres | 812.2293 | 15215.4886 | 455.8618 | 3.922%
43785 | Gravity mains | CASE170396WW | Reticulation at MELONBA | 2019-11-16 | 2019-20 |  |  | 76.38% | 66.5019 | metres | 3336.402 | 221877.194 | 6647.5241 | 3.922%
43785 | Gravity mains | CASE170396WW | Reticulation at MELONBA | 2019-11-16 | 2019-20 |  |  | 76.38% | 22.4315 | metres | 3336.402 | 74840.5707 | 2242.2516 | 3.922%
43785 | Gravity mains | CASE170396WW | Reticulation at MELONBA | 2019-11-16 | 2019-20 |  |  | 76.38% | 18.8395 | metres | 3336.402 | 62856.1029 | 1883.1925 | 3.922%
43785 | Gravity mains | CASE170396WW | Reticulation at MELONBA | 2019-11-16 | 2019-20 |  |  | 76.38% | 6.254 | metres | 812.2293 | 5079.6715 | 152.1889 | 3.922%
43785 | Gravity mains | CASE170396WW | Reticulation at MELONBA | 2019-11-16 | 2019-20 |  |  | 76.38% | 22.8609 | metres | 812.2293 | 18568.286 | 556.3128 | 3.922%
43785 | Gravity mains | CASE170396WW | Reticulation at MELONBA | 2019-11-16 | 2019-20 |  |  | 76.38% | 24.7868 | metres | 812.2293 | 20132.5344 | 603.1783 | 3.922%
43785 | Gravity mains | CASE170396WW | Reticulation at MELONBA | 2019-11-16 | 2019-20 |  |  | 76.38% | 20.2514 | metres | 3336.402 | 67566.6485 | 2024.3222 | 3.922%
43785 | Gravity mains | CASE170396WW | Reticulation at MELONBA | 2019-11-16 | 2019-20 |  |  | 76.38% | 53.9865 | metres | 812.2293 | 43849.442 | 1313.7458 | 3.922%
43785 | Gravity mains | CASE170396WW | Reticulation at MELONBA | 2019-11-16 | 2019-20 |  |  | 76.38% | 14.6104 | metres | 812.2293 | 11866.9598 | 355.5386 | 3.922%
43785 | Gravity mains | CASE170396WW | Reticulation at MELONBA | 2019-11-16 | 2019-20 |  |  | 76.38% | 37.4893 | metres | 3336.402 | 125079.4399 | 3747.427 | 3.922%
43785 | Gravity mains | CASE170396WW | Reticulation at MELONBA | 2019-11-16 | 2019-20 |  |  | 76.38% | 56.5456 | metres | 3336.402 | 188658.8362 | 5652.2896 | 3.922%
43785 | Gravity mains | CASE170396WW | Reticulation at MELONBA | 2019-11-16 | 2019-20 |  |  | 76.38% | 57.7609 | metres | 812.2293 | 46915.0906 | 1405.5937 | 3.922%
43785 | Gravity mains | CASE170396WW | Reticulation at MELONBA | 2019-11-16 | 2019-20 |  |  | 76.38% | 20.7042 | metres | 812.2293 | 16816.5795 | 503.831 | 3.922%
43785 | Gravity mains | CASE170396WW | Reticulation at MELONBA | 2019-11-16 | 2019-20 |  |  | 76.38% | 23.3811 | metres | 3336.402 | 78008.7126 | 2337.1703 | 3.922%
43785 | Gravity mains | CASE170396WW | Reticulation at MELONBA | 2019-11-16 | 2019-20 |  |  | 76.38% | 20.9105 | metres | 3336.402 | 69765.9448 | 2090.2139 | 3.922%
43785 | Gravity mains | CASE170396WW | Reticulation at MELONBA | 2019-11-16 | 2019-20 |  |  | 76.38% | 57.9112 | metres | 812.2293 | 47037.2022 | 1409.2523 | 3.922%
43785 | Gravity mains | CASE170396WW | Reticulation at MELONBA | 2019-11-16 | 2019-20 |  |  | 76.38% | 57.4711 | metres | 812.2293 | 46679.7468 | 1398.5428 | 3.922%
43785 | Gravity mains | CASE170396WW | Reticulation at MELONBA | 2019-11-16 | 2019-20 |  |  | 76.38% | 22.3251 | metres | 812.2293 | 18133.1283 | 543.2753 | 3.922%
42653 | Gravity mains | CASE147004WW | Reticulation at BOX HILL | 2016-10-10 | 2016-17 |  |  | 76.38% | 19.2008 | metres | 812.2293 | 15595.4397 | 662.4655 | 5.561%
42653 | Gravity mains | CASE147004WW | Reticulation at BOX HILL | 2016-10-10 | 2016-17 |  |  | 76.38% | 27.7204 | metres | 3875.3912 | 107427.207 | 4563.3095 | 5.561%
42653 | Gravity mains | CASE147004WW | Reticulation at BOX HILL | 2016-10-10 | 2016-17 |  |  | 76.38% | 4.9526 | metres | 1162.6195 | 5758.0404 | 244.5909 | 5.561%
42653 | Gravity mains | CASE147004WW | Reticulation at BOX HILL | 2016-10-10 | 2016-17 |  |  | 76.38% | 32.3731 | metres | 3336.402 | 108009.6859 | 4588.0521 | 5.561%
42653 | Gravity mains | CASE147004WW | Reticulation at BOX HILL | 2016-10-10 | 2016-17 |  |  | 76.38% | 13.4933 | metres | 812.2293 | 10959.6894 | 465.5474 | 5.561%
42653 | Gravity mains | CASE147004WW | Reticulation at BOX HILL | 2016-10-10 | 2016-17 |  |  | 76.38% | 7.5818 | metres | 812.2293 | 6158.1447 | 261.5866 | 5.561%
42653 | Gravity mains | CASE147004WW | Reticulation at BOX HILL | 2016-10-10 | 2016-17 |  |  | 76.38% | 51.8061 | metres | 3336.402 | 172846.0634 | 7342.1817 | 5.561%
42653 | Gravity mains | CASE147004WW | Reticulation at BOX HILL | 2016-10-10 | 2016-17 |  |  | 76.38% | 53.8431 | metres | 812.2293 | 43732.9516 | 1857.6951 | 5.561%
42653 | Gravity mains | CASE147004WW | Reticulation at BOX HILL | 2016-10-10 | 2016-17 |  |  | 76.38% | 29.1565 | metres | 3336.402 | 97277.7663 | 4132.18 | 5.561%
42653 | Gravity mains | CASE147004WW | Reticulation at BOX HILL | 2016-10-10 | 2016-17 |  |  | 76.38% | 20.7114 | metres | 3336.402 | 69101.5676 | 2935.3071 | 5.561%
42653 | Gravity mains | CASE147004WW | Reticulation at BOX HILL | 2016-10-10 | 2016-17 |  |  | 76.38% | 4.8593 | metres | 812.2293 | 3946.8791 | 167.6561 | 5.561%
42653 | Gravity mains | CASE147004WW | Reticulation at BOX HILL | 2016-10-10 | 2016-17 |  |  | 76.38% | 69.2067 | metres | 3336.402 | 230901.5206 | 9808.2704 | 5.561%
42653 | Gravity mains | CASE147004WW | Reticulation at BOX HILL | 2016-10-10 | 2016-17 |  |  | 76.38% | 59.3327 | metres | 3336.402 | 197957.7813 | 8408.8812 | 5.561%
42653 | Gravity mains | CASE147004WW | Reticulation at BOX HILL | 2016-10-10 | 2016-17 |  |  | 76.38% | 26.7396 | metres | 3336.402 | 89214.0629 | 3789.6487 | 5.561%
42653 | Gravity mains | CASE147004WW | Reticulation at BOX HILL | 2016-10-10 | 2016-17 |  |  | 76.38% | 54.4577 | metres | 812.2293 | 44232.1172 | 1878.8987 | 5.561%
42653 | Gravity mains | CASE147004WW | Reticulation at BOX HILL | 2016-10-10 | 2016-17 |  |  | 76.38% | 62.9695 | metres | 3336.402 | 210091.4932 | 8924.2989 | 5.561%
42653 | Gravity mains | CASE147004WW | Reticulation at BOX HILL | 2016-10-10 | 2016-17 |  |  | 76.38% | 60.9611 | metres | 812.2293 | 49514.3587 | 2103.2786 | 5.561%
42653 | Gravity mains | CASE147004WW | Reticulation at BOX HILL | 2016-10-10 | 2016-17 |  |  | 76.38% | 56.9612 | metres | 812.2293 | 46265.5705 | 1965.276 | 5.561%
42653 | Gravity mains | CASE147004WW | Reticulation at BOX HILL | 2016-10-10 | 2016-17 |  |  | 76.38% | 109.7684 | metres | 812.2293 | 89157.0711 | 3787.2278 | 5.561%
42653 | Gravity mains | CASE147004WW | Reticulation at BOX HILL | 2016-10-10 | 2016-17 |  |  | 76.38% | 54.9734 | metres | 812.2293 | 44650.9959 | 1896.6919 | 5.561%
42653 | Gravity mains | CASE147004WW | Reticulation at BOX HILL | 2016-10-10 | 2016-17 |  |  | 76.38% | 26.6907 | metres | 3336.402 | 89050.9915 | 3782.7218 | 5.561%
42653 | Gravity mains | CASE147004WW | Reticulation at BOX HILL | 2016-10-10 | 2016-17 |  |  | 76.38% | 40.6599 | metres | 812.2293 | 33025.1909 | 1402.8492 | 5.561%
42653 | Gravity mains | CASE147004WW | Reticulation at BOX HILL | 2016-10-10 | 2016-17 |  |  | 76.38% | 38.564 | metres | 812.2293 | 31322.8438 | 1330.5366 | 5.561%
42653 | Gravity mains | CASE147004WW | Reticulation at BOX HILL | 2016-10-10 | 2016-17 |  |  | 76.38% | 74.8814 | metres | 3875.3912 | 290194.7836 | 12326.9388 | 5.561%
42653 | Gravity mains | CASE147004WW | Reticulation at BOX HILL | 2016-10-10 | 2016-17 |  |  | 76.38% | 26.341 | metres | 3875.3912 | 102081.8398 | 4336.2481 | 5.561%
42653 | Gravity mains | CASE147004WW | Reticulation at BOX HILL | 2016-10-10 | 2016-17 |  |  | 76.38% | 82.46 | metres | 1162.6195 | 95869.5532 | 4072.3617 | 5.561%
42653 | Gravity mains | CASE147004WW | Reticulation at BOX HILL | 2016-10-10 | 2016-17 |  |  | 76.38% | 26.8943 | metres | 812.2293 | 21844.3288 | 927.9068 | 5.561%
42653 | Gravity mains | CASE147004WW | Reticulation at BOX HILL | 2016-10-10 | 2016-17 |  |  | 76.38% | 26.1973 | metres | 812.2293 | 21278.198 | 903.8586 | 5.561%
42653 | Gravity mains | CASE147004WW | Reticulation at BOX HILL | 2016-10-10 | 2016-17 |  |  | 76.38% | 28.0013 | metres | 3336.402 | 93423.4644 | 3968.4563 | 5.561%
42653 | Gravity mains | CASE147004WW | Reticulation at BOX HILL | 2016-10-10 | 2016-17 |  |  | 76.38% | 51.3486 | metres | 812.2293 | 41706.8087 | 1771.6283 | 5.561%
42653 | Gravity mains | CASE147004WW | Reticulation at BOX HILL | 2016-10-10 | 2016-17 |  |  | 76.38% | 13.4769 | metres | 812.2293 | 10946.3312 | 464.9799 | 5.561%
42653 | Gravity mains | CASE147004WW | Reticulation at BOX HILL | 2016-10-10 | 2016-17 |  |  | 76.38% | 5.2343 | metres | 812.2293 | 4251.4411 | 180.5934 | 5.561%
42653 | Gravity mains | CASE147004WW | Reticulation at BOX HILL | 2016-10-10 | 2016-17 |  |  | 76.38% | 27.2848 | metres | 3875.3912 | 105739.1967 | 4491.6059 | 5.561%
42653 | Gravity mains | CASE147004WW | Reticulation at BOX HILL | 2016-10-10 | 2016-17 |  |  | 76.38% | 21.5687 | metres | 1162.6195 | 25076.1937 | 1065.1904 | 5.561%
42653 | Gravity mains | CASE147004WW | Reticulation at BOX HILL | 2016-10-10 | 2016-17 |  |  | 76.38% | 2.7407 | metres | 812.2293 | 2226.0968 | 94.5605 | 5.561%
42653 | Gravity mains | CASE147004WW | Reticulation at BOX HILL | 2016-10-10 | 2016-17 |  |  | 76.38% | 6.2601 | metres | 812.2293 | 5084.6347 | 215.9859 | 5.561%
42653 | Gravity mains | CASE147004WW | Reticulation at BOX HILL | 2016-10-10 | 2016-17 |  |  | 76.38% | 40.0084 | metres | 3875.3912 | 155048.1741 | 6586.1603 | 5.561%
42653 | Gravity mains | CASE147004WW | Reticulation at BOX HILL | 2016-10-10 | 2016-17 |  |  | 76.38% | 4.5152 | metres | 812.2293 | 3667.4101 | 155.7848 | 5.561%
42653 | Gravity mains | CASE147004WW | Reticulation at BOX HILL | 2016-10-10 | 2016-17 |  |  | 76.38% | 49.4695 | metres | 3336.402 | 165050.0675 | 7011.0222 | 5.561%
42653 | Gravity mains | CASE147004WW | Reticulation at BOX HILL | 2016-10-10 | 2016-17 |  |  | 76.38% | 22.5651 | metres | 3336.402 | 75286.3728 | 3198.0262 | 5.561%
42653 | Gravity mains | CASE147004WW | Reticulation at BOX HILL | 2016-10-10 | 2016-17 |  |  | 76.38% | 25.0355 | metres | 3336.402 | 83528.4156 | 3548.1329 | 5.561%
42653 | Gravity mains | CASE147004WW | Reticulation at BOX HILL | 2016-10-10 | 2016-17 |  |  | 76.38% | 20.1636 | metres | 3336.402 | 67273.9363 | 2857.6726 | 5.561%
42653 | Gravity mains | CASE147004WW | Reticulation at BOX HILL | 2016-10-10 | 2016-17 |  |  | 76.38% | 20.2418 | metres | 3336.402 | 67534.7502 | 2868.7515 | 5.561%
42653 | Gravity mains | CASE147004WW | Reticulation at BOX HILL | 2016-10-10 | 2016-17 |  |  | 76.38% | 3.719 | metres | 3336.402 | 12408.0914 | 527.0728 | 5.561%
42653 | Gravity mains | CASE147004WW | Reticulation at BOX HILL | 2016-10-10 | 2016-17 |  |  | 76.38% | 77.9109 | metres | 812.2293 | 63281.5153 | 2688.082 | 5.561%
42653 | Gravity mains | CASE147004WW | Reticulation at BOX HILL | 2016-10-10 | 2016-17 |  |  | 76.38% | 40.0868 | metres | 812.2293 | 32559.6855 | 1383.0753 | 5.561%
42653 | Gravity mains | CASE147004WW | Reticulation at BOX HILL | 2016-10-10 | 2016-17 |  |  | 76.38% | 74.9083 | metres | 812.2293 | 60842.7129 | 2584.4861 | 5.561%
42653 | Gravity mains | CASE147004WW | Reticulation at BOX HILL | 2016-10-10 | 2016-17 |  |  | 76.38% | 27.9007 | metres | 812.2293 | 22661.7863 | 962.6309 | 5.561%
42653 | Gravity mains | CASE147004WW | Reticulation at BOX HILL | 2016-10-10 | 2016-17 |  |  | 76.38% | 25.4861 | metres | 812.2293 | 20700.5429 | 879.3209 | 5.561%
42653 | Gravity mains | CASE147004WW | Reticulation at BOX HILL | 2016-10-10 | 2016-17 |  |  | 76.38% | 5.3086 | metres | 812.2293 | 4311.8249 | 183.1584 | 5.561%
42653 | Gravity mains | CASE147004WW | Reticulation at BOX HILL | 2016-10-10 | 2016-17 |  |  | 76.38% | 68.6307 | metres | 3336.402 | 228979.7182 | 9726.6358 | 5.561%
42653 | Gravity mains | CASE147004WW | Reticulation at BOX HILL | 2016-10-10 | 2016-17 |  |  | 76.38% | 17.3078 | metres | 812.2293 | 14057.9382 | 597.1553 | 5.561%
42653 | Gravity mains | CASE147004WW | Reticulation at BOX HILL | 2016-10-10 | 2016-17 |  |  | 76.38% | 54.1157 | metres | 812.2293 | 43954.3696 | 1867.1005 | 5.561%
42653 | Gravity mains | CASE147004WW | Reticulation at BOX HILL | 2016-10-10 | 2016-17 |  |  | 76.38% | 27.6302 | metres | 3336.402 | 92185.6199 | 3915.875 | 5.561%
42653 | Gravity mains | CASE147004WW | Reticulation at BOX HILL | 2016-10-10 | 2016-17 |  |  | 76.38% | 25.9697 | metres | 3336.402 | 86645.484 | 3680.5402 | 5.561%
42653 | Gravity mains | CASE147004WW | Reticulation at BOX HILL | 2016-10-10 | 2016-17 |  |  | 76.38% | 5.3784 | metres | 812.2293 | 4368.5192 | 185.5666 | 5.561%
42653 | Gravity mains | CASE147004WW | Reticulation at BOX HILL | 2016-10-10 | 2016-17 |  |  | 76.38% | 19.4337 | metres | 3336.402 | 64838.5358 | 2754.2213 | 5.561%
42653 | Gravity mains | CASE147004WW | Reticulation at BOX HILL | 2016-10-10 | 2016-17 |  |  | 76.38% | 31.6621 | metres | 812.2293 | 25716.8869 | 1092.4059 | 5.561%
42653 | Gravity mains | CASE147004WW | Reticulation at BOX HILL | 2016-10-10 | 2016-17 |  |  | 76.38% | 62.8279 | metres | 812.2293 | 51030.6349 | 2167.6872 | 5.561%
42653 | Gravity mains | CASE147004WW | Reticulation at BOX HILL | 2016-10-10 | 2016-17 |  |  | 76.38% | 100.0194 | metres | 3336.402 | 333704.7627 | 14175.1624 | 5.561%
42653 | Gravity mains | CASE147004WW | Reticulation at BOX HILL | 2016-10-10 | 2016-17 |  |  | 76.38% | 23.4199 | metres | 3336.402 | 78138.2851 | 3319.1701 | 5.561%
42653 | Gravity mains | CASE147004WW | Reticulation at BOX HILL | 2016-10-10 | 2016-17 |  |  | 76.38% | 28.2835 | metres | 3336.402 | 94365.0501 | 4008.4532 | 5.561%
42653 | Gravity mains | CASE147004WW | Reticulation at BOX HILL | 2016-10-10 | 2016-17 |  |  | 76.38% | 19.3865 | metres | 3336.402 | 64681.1377 | 2747.5353 | 5.561%
42207 | Gravity mains | CASE138777WW | Reticulation Low Infiltration Sewer at TALLAWONG | 2015-07-22 | 2015-16 |  |  | 76.38% | 111.1138 | metres | 812.2293 | 90249.8573 | 3865.5249 | 5.607%
42207 | Gravity mains | CASE138777WW | Reticulation Low Infiltration Sewer at TALLAWONG | 2015-07-22 | 2015-16 |  |  | 76.38% | 52.0585 | metres | 812.2293 | 42283.4694 | 1811.0589 | 5.607%
42207 | Gravity mains | CASE138777WW | Reticulation Low Infiltration Sewer at TALLAWONG | 2015-07-22 | 2015-16 |  |  | 76.38% | 5.8028 | metres | 3336.402 | 19360.5575 | 829.2392 | 5.607%
42207 | Gravity mains | CASE138777WW | Reticulation Low Infiltration Sewer at TALLAWONG | 2015-07-22 | 2015-16 |  |  | 76.38% | 16.9501 | metres | 3336.402 | 56552.5019 | 2422.2211 | 5.607%
42207 | Gravity mains | CASE138777WW | Reticulation Low Infiltration Sewer at TALLAWONG | 2015-07-22 | 2015-16 |  |  | 76.38% | 18.7133 | metres | 3592.3639 | 67225.1508 | 2879.3452 | 5.607%
42207 | Gravity mains | CASE138777WW | Reticulation Low Infiltration Sewer at TALLAWONG | 2015-07-22 | 2015-16 |  |  | 76.38% | 22.7628 | metres | 3336.402 | 75945.7182 | 3252.8591 | 5.607%
42207 | Gravity mains | CASE138777WW | Reticulation Low Infiltration Sewer at TALLAWONG | 2015-07-22 | 2015-16 |  |  | 76.38% | 5.2621 | metres | 3336.402 | 17556.3265 | 751.9615 | 5.607%
42207 | Gravity mains | CASE138777WW | Reticulation Low Infiltration Sewer at TALLAWONG | 2015-07-22 | 2015-16 |  |  | 76.38% | 6.6835 | metres | 950.8722 | 6355.1877 | 272.2014 | 5.607%
42207 | Gravity mains | CASE138777WW | Reticulation Low Infiltration Sewer at TALLAWONG | 2015-07-22 | 2015-16 |  |  | 76.38% | 92.7036 | metres | 812.2293 | 75296.5908 | 3225.0561 | 5.607%
42207 | Gravity mains | CASE138777WW | Reticulation Low Infiltration Sewer at TALLAWONG | 2015-07-22 | 2015-16 |  |  | 76.38% | 103.7055 | metres | 812.2293 | 84232.6319 | 3607.7989 | 5.607%
42207 | Gravity mains | CASE138777WW | Reticulation Low Infiltration Sewer at TALLAWONG | 2015-07-22 | 2015-16 |  |  | 76.38% | 61.6928 | metres | 950.8722 | 58661.9731 | 2512.5726 | 5.607%
42207 | Gravity mains | CASE138777WW | Reticulation Low Infiltration Sewer at TALLAWONG | 2015-07-22 | 2015-16 |  |  | 76.38% | 19.1116 | metres | 950.8722 | 18172.6631 | 778.36 | 5.607%
42207 | Gravity mains | CASE138777WW | Reticulation Low Infiltration Sewer at TALLAWONG | 2015-07-22 | 2015-16 |  |  | 76.38% | 40.8141 | metres | 3336.402 | 136172.162 | 5832.4401 | 5.607%
42207 | Gravity mains | CASE138777WW | Reticulation Low Infiltration Sewer at TALLAWONG | 2015-07-22 | 2015-16 |  |  | 76.38% | 119.5502 | metres | 812.2293 | 97102.1343 | 4159.0174 | 5.607%
42207 | Gravity mains | CASE138777WW | Reticulation Low Infiltration Sewer at TALLAWONG | 2015-07-22 | 2015-16 |  |  | 76.38% | 52.0937 | metres | 812.2293 | 42312.0499 | 1812.283 | 5.607%
42207 | Gravity mains | CASE138777WW | Reticulation Low Infiltration Sewer at TALLAWONG | 2015-07-22 | 2015-16 |  |  | 76.38% | 16.9835 | metres | 3336.402 | 56663.6911 | 2426.9835 | 5.607%
42207 | Gravity mains | CASE138777WW | Reticulation Low Infiltration Sewer at TALLAWONG | 2015-07-22 | 2015-16 |  |  | 76.38% | 5.8009 | metres | 3336.402 | 19353.9947 | 828.9581 | 5.607%
42207 | Gravity mains | CASE138777WW | Reticulation Low Infiltration Sewer at TALLAWONG | 2015-07-22 | 2015-16 |  |  | 76.38% | 5.149 | metres | 3336.402 | 17179.2681 | 735.8116 | 5.607%
42924 | Gravity mains | CASE151402WW | Reticulation at BOX HILL | 2017-07-08 | 2017-18 |  |  | 76.38% | 9.9137 | metres | 3336.402 | 33076.0757 | 1515.7867 | 6%
42924 | Gravity mains | CASE151402WW | Reticulation at BOX HILL | 2017-07-08 | 2017-18 |  |  | 76.38% | 4.6777 | metres | 812.2293 | 3799.3807 | 174.1153 | 6%
42924 | Gravity mains | CASE151402WW | Reticulation at BOX HILL | 2017-07-08 | 2017-18 |  |  | 76.38% | 12.6389 | metres | 812.2293 | 10265.6593 | 470.4473 | 6%
42924 | Gravity mains | CASE151402WW | Reticulation at BOX HILL | 2017-07-08 | 2017-18 |  |  | 76.38% | 39.6056 | metres | 812.2293 | 32168.8175 | 1474.2095 | 6%
42924 | Gravity mains | CASE151402WW | Reticulation at BOX HILL | 2017-07-08 | 2017-18 |  |  | 76.38% | 15.2832 | metres | 3336.402 | 50990.8944 | 2336.7741 | 6%
42924 | Gravity mains | CASE151402WW | Reticulation at BOX HILL | 2017-07-08 | 2017-18 |  |  | 76.38% | 36.2182 | metres | 812.2293 | 29417.471 | 1348.1227 | 6%
42924 | Gravity mains | CASE151402WW | Reticulation at BOX HILL | 2017-07-08 | 2017-18 |  |  | 76.38% | 30.6786 | metres | 3336.402 | 102356.1288 | 4690.7032 | 6%
42924 | Gravity mains | CASE151402WW | Reticulation at BOX HILL | 2017-07-08 | 2017-18 |  |  | 76.38% | 53.4998 | metres | 812.2293 | 43454.0909 | 1991.3829 | 6%
42924 | Gravity mains | CASE151402WW | Reticulation at BOX HILL | 2017-07-08 | 2017-18 |  |  | 76.38% | 49.3018 | metres | 812.2293 | 40044.3971 | 1835.1259 | 6%
42924 | Gravity mains | CASE151402WW | Reticulation at BOX HILL | 2017-07-08 | 2017-18 |  |  | 76.38% | 49.0049 | metres | 812.2293 | 39803.248 | 1824.0747 | 6%
42924 | Gravity mains | CASE151402WW | Reticulation at BOX HILL | 2017-07-08 | 2017-18 |  |  | 76.38% | 45.9163 | metres | 3336.402 | 153195.083 | 7020.5143 | 6%
42924 | Gravity mains | CASE151402WW | Reticulation at BOX HILL | 2017-07-08 | 2017-18 |  |  | 76.38% | 61.263 | metres | 812.2293 | 49759.5641 | 2280.3456 | 6%
42924 | Gravity mains | CASE151402WW | Reticulation at BOX HILL | 2017-07-08 | 2017-18 |  |  | 76.38% | 33.254 | metres | 3336.402 | 110948.657 | 5084.4754 | 6%
42924 | Gravity mains | CASE151402WW | Reticulation at BOX HILL | 2017-07-08 | 2017-18 |  |  | 76.38% | 38.9826 | metres | 812.2293 | 31662.8483 | 1451.0223 | 6%
42924 | Gravity mains | CASE151402WW | Reticulation at BOX HILL | 2017-07-08 | 2017-18 |  |  | 76.38% | 39.0434 | metres | 812.2293 | 31712.1889 | 1453.2834 | 6%
42924 | Gravity mains | CASE151402WW | Reticulation at BOX HILL | 2017-07-08 | 2017-18 |  |  | 76.38% | 39.5562 | metres | 812.2293 | 32128.7341 | 1472.3726 | 6%
42924 | Gravity mains | CASE151402WW | Reticulation at BOX HILL | 2017-07-08 | 2017-18 |  |  | 76.38% | 36.714 | metres | 3336.402 | 122492.7689 | 5613.5107 | 6%
42924 | Gravity mains | CASE151402WW | Reticulation at BOX HILL | 2017-07-08 | 2017-18 |  |  | 76.38% | 52.0526 | metres | 3336.402 | 173668.3003 | 7958.7462 | 6%
42924 | Gravity mains | CASE151402WW | Reticulation at BOX HILL | 2017-07-08 | 2017-18 |  |  | 76.38% | 21.3561 | metres | 950.8722 | 20306.919 | 930.6109 | 6%
42924 | Gravity mains | CASE151402WW | Reticulation at BOX HILL | 2017-07-08 | 2017-18 |  |  | 76.38% | 11.3944 | metres | 950.8722 | 10834.6355 | 496.5219 | 6%
42924 | Gravity mains | CASE151402WW | Reticulation at BOX HILL | 2017-07-08 | 2017-18 |  |  | 76.38% | 6.6162 | metres | 950.8722 | 6291.1455 | 288.3061 | 6%
42924 | Gravity mains | CASE151402WW | Reticulation at BOX HILL | 2017-07-08 | 2017-18 |  |  | 76.38% | 1.9046 | metres | 950.8722 | 1811.0032 | 82.9934 | 6%
42924 | Gravity mains | CASE151402WW | Reticulation at BOX HILL | 2017-07-08 | 2017-18 |  |  | 76.38% | 82.4873 | metres | 812.2293 | 66998.614 | 3070.3644 | 6%
42924 | Gravity mains | CASE151402WW | Reticulation at BOX HILL | 2017-07-08 | 2017-18 |  |  | 76.38% | 71.9762 | metres | 812.2293 | 58461.1635 | 2679.1162 | 6%
42924 | Gravity mains | CASE151402WW | Reticulation at BOX HILL | 2017-07-08 | 2017-18 |  |  | 76.38% | 52.9736 | metres | 3336.402 | 176741.2647 | 8099.5718 | 6%
43600 | Gravity mains | CASE166328WW | Reticulation at BOX HILL | 2019-05-15 | 2018-19 |  |  | 76.38% | 9.4039 | metres | 812.2293 | 7638.1482 | 410.9502 | 7.044%
43600 | Gravity mains | CASE166328WW | Reticulation at BOX HILL | 2019-05-15 | 2018-19 |  |  | 76.38% | 63.1059 | metres | 812.2293 | 51256.4472 | 2757.7168 | 7.044%
43600 | Gravity mains | CASE166328WW | Reticulation at BOX HILL | 2019-05-15 | 2018-19 |  |  | 76.38% | 60.6063 | metres | 3336.402 | 202207.1308 | 10879.2166 | 7.044%
43600 | Gravity mains | CASE166328WW | Reticulation at BOX HILL | 2019-05-15 | 2018-19 |  |  | 76.38% | 38.447 | metres | 812.2293 | 31227.8141 | 1680.1294 | 7.044%
43600 | Gravity mains | CASE166328WW | Reticulation at BOX HILL | 2019-05-15 | 2018-19 |  |  | 76.38% | 54.4587 | metres | 812.2293 | 44232.956 | 2379.8365 | 7.044%
43600 | Gravity mains | CASE166328WW | Reticulation at BOX HILL | 2019-05-15 | 2018-19 |  |  | 76.38% | 57.1248 | metres | 812.2293 | 46398.4737 | 2496.3464 | 7.044%
43600 | Gravity mains | CASE166328WW | Reticulation at BOX HILL | 2019-05-15 | 2018-19 |  |  | 76.38% | 32.0969 | metres | 3336.402 | 107088.2078 | 5761.5961 | 7.044%
43600 | Gravity mains | CASE166328WW | Reticulation at BOX HILL | 2019-05-15 | 2018-19 |  |  | 76.38% | 31.0938 | metres | 3336.402 | 103741.4307 | 5581.5316 | 7.044%
43600 | Gravity mains | CASE166328WW | Reticulation at BOX HILL | 2019-05-15 | 2018-19 |  |  | 76.38% | 6.766 | metres | 3336.402 | 22573.9684 | 1214.5323 | 7.044%
43600 | Gravity mains | CASE166328WW | Reticulation at BOX HILL | 2019-05-15 | 2018-19 |  |  | 76.38% | 60.3028 | metres | 3592.3639 | 216629.7623 | 11655.1879 | 7.044%
43600 | Gravity mains | CASE166328WW | Reticulation at BOX HILL | 2019-05-15 | 2018-19 |  |  | 76.38% | 61.7066 | metres | 812.2293 | 50119.8881 | 2696.5672 | 7.044%
43600 | Gravity mains | CASE166328WW | Reticulation at BOX HILL | 2019-05-15 | 2018-19 |  |  | 76.38% | 40.5374 | metres | 3592.3639 | 145625.0598 | 7834.9688 | 7.044%
43600 | Gravity mains | CASE166328WW | Reticulation at BOX HILL | 2019-05-15 | 2018-19 |  |  | 76.38% | 30.9993 | metres | 812.2293 | 25178.5716 | 1354.666 | 7.044%
43600 | Gravity mains | CASE166328WW | Reticulation at BOX HILL | 2019-05-15 | 2018-19 |  |  | 76.38% | 6.6063 | metres | 3592.3639 | 23732.1318 | 1276.8442 | 7.044%
43600 | Gravity mains | CASE166328WW | Reticulation at BOX HILL | 2019-05-15 | 2018-19 |  |  | 76.38% | 31.5165 | metres | 3336.402 | 105151.7943 | 5657.4125 | 7.044%
43600 | Gravity mains | CASE166328WW | Reticulation at BOX HILL | 2019-05-15 | 2018-19 |  |  | 76.38% | 20.9769 | metres | 812.2293 | 17038.0269 | 916.6857 | 7.044%
43600 | Gravity mains | CASE166328WW | Reticulation at BOX HILL | 2019-05-15 | 2018-19 |  |  | 76.38% | 13.015 | metres | 950.8722 | 12375.639 | 665.8383 | 7.044%
43600 | Gravity mains | CASE166328WW | Reticulation at BOX HILL | 2019-05-15 | 2018-19 |  |  | 76.38% | 12.0894 | metres | 950.8722 | 11495.5046 | 618.485 | 7.044%
43600 | Gravity mains | CASE166328WW | Reticulation at BOX HILL | 2019-05-15 | 2018-19 |  |  | 76.38% | 43.5306 | metres | 3336.402 | 145235.6616 | 7814.0183 | 7.044%
43600 | Gravity mains | CASE166328WW | Reticulation at BOX HILL | 2019-05-15 | 2018-19 |  |  | 76.38% | 25.0621 | metres | 812.2293 | 20356.1328 | 1095.2076 | 7.044%
43600 | Gravity mains | CASE166328WW | Reticulation at BOX HILL | 2019-05-15 | 2018-19 |  |  | 76.38% | 10.1907 | metres | 812.2293 | 8277.2207 | 445.3338 | 7.044%
43171 | Gravity mains | CASE160708WW | Reticulation at BOX HILL | 2018-03-12 | 2017-18 |  |  | 76.38% | 23.5255 | metres | 3592.3639 | 84512.2134 | 4951.3629 | 7.67%
43171 | Gravity mains | CASE160708WW | Reticulation at BOX HILL | 2018-03-12 | 2017-18 |  |  | 76.38% | 43.3586 | metres | 812.2293 | 35217.1093 | 2063.2839 | 7.67%
43171 | Gravity mains | CASE160708WW | Reticulation at BOX HILL | 2018-03-12 | 2017-18 |  |  | 76.38% | 33.8998 | metres | 812.2293 | 27534.4471 | 1613.1756 | 7.67%
43171 | Gravity mains | CASE160708WW | Reticulation at BOX HILL | 2018-03-12 | 2017-18 |  |  | 76.38% | 57.4693 | metres | 3336.402 | 191740.7651 | 11233.6203 | 7.67%
43171 | Gravity mains | CASE160708WW | Reticulation at BOX HILL | 2018-03-12 | 2017-18 |  |  | 76.38% | 23.6441 | metres | 3592.3639 | 84938.2424 | 4976.3229 | 7.67%
43171 | Gravity mains | CASE160708WW | Reticulation at BOX HILL | 2018-03-12 | 2017-18 |  |  | 76.38% | 4.8336 | metres | 950.8722 | 4596.1822 | 269.279 | 7.67%
43171 | Gravity mains | CASE160708WW | Reticulation at BOX HILL | 2018-03-12 | 2017-18 |  |  | 76.38% | 99.9526 | metres | 3592.3639 | 359065.9356 | 21036.7908 | 7.67%
43171 | Gravity mains | CASE160708WW | Reticulation at BOX HILL | 2018-03-12 | 2017-18 |  |  | 76.38% | 104.4509 | metres | 3592.3639 | 375225.6287 | 21983.5475 | 7.67%
43171 | Gravity mains | CASE160708WW | Reticulation at BOX HILL | 2018-03-12 | 2017-18 |  |  | 76.38% | 63.4762 | metres | 812.2293 | 51557.1972 | 3020.6095 | 7.67%
43171 | Gravity mains | CASE160708WW | Reticulation at BOX HILL | 2018-03-12 | 2017-18 |  |  | 76.38% | 33.3846 | metres | 3592.3639 | 119929.5883 | 7026.3799 | 7.67%
43171 | Gravity mains | CASE160708WW | Reticulation at BOX HILL | 2018-03-12 | 2017-18 |  |  | 76.38% | 62.4718 | metres | 812.2293 | 50741.421 | 2972.8152 | 7.67%
43171 | Gravity mains | CASE160708WW | Reticulation at BOX HILL | 2018-03-12 | 2017-18 |  |  | 76.38% | 23.0757 | metres | 3592.3639 | 82896.3796 | 4856.6952 | 7.67%
43171 | Gravity mains | CASE160708WW | Reticulation at BOX HILL | 2018-03-12 | 2017-18 |  |  | 76.38% | 23.0892 | metres | 3592.3639 | 82944.8374 | 4859.5342 | 7.67%
43171 | Gravity mains | CASE160708WW | Reticulation at BOX HILL | 2018-03-12 | 2017-18 |  |  | 76.38% | 43.8543 | metres | 812.2293 | 35619.7335 | 2086.8727 | 7.67%
43171 | Gravity mains | CASE160708WW | Reticulation at BOX HILL | 2018-03-12 | 2017-18 |  |  | 76.38% | 28.0721 | metres | 3592.3639 | 100845.1282 | 5908.2683 | 7.67%
43171 | Gravity mains | CASE160708WW | Reticulation at BOX HILL | 2018-03-12 | 2017-18 |  |  | 76.38% | 4.8261 | metres | 950.8722 | 4589.0485 | 268.8611 | 7.67%
43171 | Gravity mains | CASE160708WW | Reticulation at BOX HILL | 2018-03-12 | 2017-18 |  |  | 76.38% | 14.4572 | metres | 812.2293 | 11742.5489 | 687.9671 | 7.67%
43257 | Gravity mains | CASE156416WW | Reticulation at BOX HILL | 2018-06-06 | 2017-18 |  |  | 76.38% | 108.3343 | metres | 812.2293 | 87992.3221 | 5621.1406 | 8.363%
43257 | Gravity mains | CASE156416WW | Reticulation at BOX HILL | 2018-06-06 | 2017-18 |  |  | 76.38% | 27.1465 | metres | 3592.3639 | 97520.1509 | 6229.799 | 8.363%
43257 | Gravity mains | CASE156416WW | Reticulation at BOX HILL | 2018-06-06 | 2017-18 |  |  | 76.38% | 14.5711 | metres | 950.8722 | 13855.244 | 885.1031 | 8.363%
43257 | Gravity mains | CASE156416WW | Reticulation at BOX HILL | 2018-06-06 | 2017-18 |  |  | 76.38% | 22.5153 | metres | 3336.402 | 75119.9701 | 4798.8268 | 8.363%
43257 | Gravity mains | CASE156416WW | Reticulation at BOX HILL | 2018-06-06 | 2017-18 |  |  | 76.38% | 28.2429 | metres | 3336.402 | 94229.5144 | 6019.5859 | 8.363%
43257 | Gravity mains | CASE156416WW | Reticulation at BOX HILL | 2018-06-06 | 2017-18 |  |  | 76.38% | 18.2788 | metres | 3336.402 | 60985.2977 | 3895.8732 | 8.363%
43257 | Gravity mains | CASE156416WW | Reticulation at BOX HILL | 2018-06-06 | 2017-18 |  |  | 76.38% | 3.4083 | metres | 3336.402 | 11371.4695 | 726.4342 | 8.363%
43257 | Gravity mains | CASE156416WW | Reticulation at BOX HILL | 2018-06-06 | 2017-18 |  |  | 76.38% | 99.0727 | metres | 812.2293 | 80469.7276 | 5140.5809 | 8.363%
43257 | Gravity mains | CASE156416WW | Reticulation at BOX HILL | 2018-06-06 | 2017-18 |  |  | 76.38% | 54.2346 | metres | 1162.6195 | 63054.2029 | 4028.0394 | 8.363%
43257 | Gravity mains | CASE156416WW | Reticulation at BOX HILL | 2018-06-06 | 2017-18 |  |  | 76.38% | 32.3847 | metres | 3592.3639 | 116337.7599 | 7431.9087 | 8.363%
43257 | Gravity mains | CASE156416WW | Reticulation at BOX HILL | 2018-06-06 | 2017-18 |  |  | 76.38% | 77.0745 | metres | 812.2293 | 62602.1956 | 3999.1642 | 8.363%
43257 | Gravity mains | CASE156416WW | Reticulation at BOX HILL | 2018-06-06 | 2017-18 |  |  | 76.38% | 27.3531 | metres | 3592.3639 | 98262.1983 | 6277.2026 | 8.363%
43257 | Gravity mains | CASE156416WW | Reticulation at BOX HILL | 2018-06-06 | 2017-18 |  |  | 76.38% | 38.3067 | metres | 1162.6195 | 44536.0741 | 2845.0611 | 8.363%
43257 | Gravity mains | CASE156416WW | Reticulation at BOX HILL | 2018-06-06 | 2017-18 |  |  | 76.38% | 24.7652 | metres | 1162.6195 | 28792.491 | 1839.3268 | 8.363%
43257 | Gravity mains | CASE156416WW | Reticulation at BOX HILL | 2018-06-06 | 2017-18 |  |  | 76.38% | 23.7342 | metres | 3336.402 | 79186.9929 | 5058.637 | 8.363%
43257 | Gravity mains | CASE156416WW | Reticulation at BOX HILL | 2018-06-06 | 2017-18 |  |  | 76.38% | 73.2802 | metres | 950.8722 | 69680.1298 | 4451.318 | 8.363%
43257 | Gravity mains | CASE156416WW | Reticulation at BOX HILL | 2018-06-06 | 2017-18 |  |  | 76.38% | 17.0927 | metres | 3592.3639 | 61403.0567 | 3922.5606 | 8.363%
43257 | Gravity mains | CASE156416WW | Reticulation at BOX HILL | 2018-06-06 | 2017-18 |  |  | 76.38% | 26.2183 | metres | 3592.3639 | 94185.7239 | 6016.7885 | 8.363%
43257 | Gravity mains | CASE156416WW | Reticulation at BOX HILL | 2018-06-06 | 2017-18 |  |  | 76.38% | 65.8625 | metres | 812.2293 | 53495.4568 | 3417.4059 | 8.363%
43257 | Gravity mains | CASE156416WW | Reticulation at BOX HILL | 2018-06-06 | 2017-18 |  |  | 76.38% | 61.8524 | metres | 812.2293 | 50238.2903 | 3209.331 | 8.363%
43257 | Gravity mains | CASE156416WW | Reticulation at BOX HILL | 2018-06-06 | 2017-18 |  |  | 76.38% | 87.5588 | metres | 812.2293 | 71117.8412 | 4543.1621 | 8.363%
43257 | Gravity mains | CASE156416WW | Reticulation at BOX HILL | 2018-06-06 | 2017-18 |  |  | 76.38% | 77.6331 | metres | 812.2293 | 63055.8468 | 4028.1444 | 8.363%
43257 | Gravity mains | CASE156416WW | Reticulation at BOX HILL | 2018-06-06 | 2017-18 |  |  | 76.38% | 23.92 | metres | 3336.402 | 79806.6958 | 5098.225 | 8.363%
43257 | Gravity mains | CASE156416WW | Reticulation at BOX HILL | 2018-06-06 | 2017-18 |  |  | 76.38% | 28.8871 | metres | 3336.402 | 96379.1384 | 6156.9086 | 8.363%
43257 | Gravity mains | CASE156416WW | Reticulation at BOX HILL | 2018-06-06 | 2017-18 |  |  | 76.38% | 4.2632 | metres | 812.2293 | 3462.6782 | 221.2034 | 8.363%
43257 | Gravity mains | CASE156416WW | Reticulation at BOX HILL | 2018-06-06 | 2017-18 |  |  | 76.38% | 24.3848 | metres | 3336.402 | 81357.6604 | 5197.304 | 8.363%
43257 | Gravity mains | CASE156416WW | Reticulation at BOX HILL | 2018-06-06 | 2017-18 |  |  | 76.38% | 4.3951 | metres | 812.2293 | 3569.8595 | 228.0504 | 8.363%
43257 | Gravity mains | CASE156416WW | Reticulation at BOX HILL | 2018-06-06 | 2017-18 |  |  | 76.38% | 75.0586 | metres | 812.2293 | 60964.8076 | 3894.5643 | 8.363%
43257 | Gravity mains | CASE156416WW | Reticulation at BOX HILL | 2018-06-06 | 2017-18 |  |  | 76.38% | 47.0727 | metres | 3336.402 | 157053.362 | 10032.9097 | 8.363%
43257 | Gravity mains | CASE156416WW | Reticulation at BOX HILL | 2018-06-06 | 2017-18 |  |  | 76.38% | 29.0632 | metres | 3336.402 | 96966.4427 | 6194.4269 | 8.363%
43257 | Gravity mains | CASE156416WW | Reticulation at BOX HILL | 2018-06-06 | 2017-18 |  |  | 76.38% | 46.0604 | metres | 3336.402 | 153676.023 | 9817.158 | 8.363%
43257 | Gravity mains | CASE156416WW | Reticulation at BOX HILL | 2018-06-06 | 2017-18 |  |  | 76.38% | 50.9332 | metres | 812.2293 | 41369.4079 | 2642.7676 | 8.363%
41585 | Gravity mains | CASE127455WW | Reticulation Low Infiltration Sewer at THE PONDS | 2013-11-07 | 2013-14 |  |  | 76.38% | 44.8091 | metres | 3336.402 | 149501.1325 | 10364.3739 | 9.076%
41585 | Gravity mains | CASE127455WW | Reticulation Low Infiltration Sewer at THE PONDS | 2013-11-07 | 2013-14 |  |  | 76.38% | 43.3355 | metres | 3336.402 | 144584.5855 | 10023.5274 | 9.076%
41585 | Gravity mains | CASE127455WW | Reticulation Low Infiltration Sewer at THE PONDS | 2013-11-07 | 2013-14 |  |  | 76.38% | 42.1337 | metres | 3336.402 | 140574.9039 | 9745.5507 | 9.076%
41585 | Gravity mains | CASE127455WW | Reticulation Low Infiltration Sewer at THE PONDS | 2013-11-07 | 2013-14 |  |  | 76.38% | 26.9037 | metres | 812.2293 | 21851.9439 | 1514.9164 | 9.076%
41585 | Gravity mains | CASE127455WW | Reticulation Low Infiltration Sewer at THE PONDS | 2013-11-07 | 2013-14 |  |  | 76.38% | 25.9334 | metres | 812.2293 | 21063.8407 | 1460.28 | 9.076%
41585 | Gravity mains | CASE127455WW | Reticulation Low Infiltration Sewer at THE PONDS | 2013-11-07 | 2013-14 |  |  | 76.38% | 27.8281 | metres | 812.2293 | 22602.7967 | 1566.9703 | 9.076%
41585 | Gravity mains | CASE127455WW | Reticulation Low Infiltration Sewer at THE PONDS | 2013-11-07 | 2013-14 |  |  | 76.38% | 25.7025 | metres | 812.2293 | 20876.349 | 1447.2819 | 9.076%
41585 | Gravity mains | CASE127455WW | Reticulation Low Infiltration Sewer at THE PONDS | 2013-11-07 | 2013-14 |  |  | 76.38% | 30.5773 | metres | 812.2293 | 24835.7403 | 1721.7722 | 9.076%
41585 | Gravity mains | CASE127455WW | Reticulation Low Infiltration Sewer at THE PONDS | 2013-11-07 | 2013-14 |  |  | 76.38% | 25.8356 | metres | 3336.402 | 86197.9638 | 5975.7937 | 9.076%
41585 | Gravity mains | CASE127455WW | Reticulation Low Infiltration Sewer at THE PONDS | 2013-11-07 | 2013-14 |  |  | 76.38% | 29.9612 | metres | 3336.402 | 99962.7052 | 6930.0535 | 9.076%
41585 | Gravity mains | CASE127455WW | Reticulation Low Infiltration Sewer at THE PONDS | 2013-11-07 | 2013-14 |  |  | 76.38% | 6.6981 | metres | 812.2293 | 5440.3677 | 377.1611 | 9.076%
41585 | Gravity mains | CASE127455WW | Reticulation Low Infiltration Sewer at THE PONDS | 2013-11-07 | 2013-14 |  |  | 76.38% | 18.1528 | metres | 3336.402 | 60564.9786 | 4198.7514 | 9.076%
41585 | Gravity mains | CASE127455WW | Reticulation Low Infiltration Sewer at THE PONDS | 2013-11-07 | 2013-14 |  |  | 76.38% | 18.8425 | metres | 3336.402 | 62866.1247 | 4358.2815 | 9.076%
41585 | Gravity mains | CASE127455WW | Reticulation Low Infiltration Sewer at THE PONDS | 2013-11-07 | 2013-14 |  |  | 76.38% | 29.8693 | metres | 812.2293 | 24260.718 | 1681.908 | 9.076%
41585 | Gravity mains | CASE127455WW | Reticulation Low Infiltration Sewer at THE PONDS | 2013-11-07 | 2013-14 |  |  | 76.38% | 11.7133 | metres | 812.2293 | 9513.8844 | 659.5633 | 9.076%
41585 | Gravity mains | CASE127455WW | Reticulation Low Infiltration Sewer at THE PONDS | 2013-11-07 | 2013-14 |  |  | 76.38% | 45.1419 | metres | 3336.402 | 150611.4994 | 10441.3516 | 9.076%
41585 | Gravity mains | CASE127455WW | Reticulation Low Infiltration Sewer at THE PONDS | 2013-11-07 | 2013-14 |  |  | 76.38% | 32.1824 | metres | 3336.402 | 107373.5742 | 7443.8223 | 9.076%
41585 | Gravity mains | CASE127455WW | Reticulation Low Infiltration Sewer at THE PONDS | 2013-11-07 | 2013-14 |  |  | 76.38% | 15.3674 | metres | 812.2293 | 12481.8428 | 865.3211 | 9.076%
41585 | Gravity mains | CASE127455WW | Reticulation Low Infiltration Sewer at THE PONDS | 2013-11-07 | 2013-14 |  |  | 76.38% | 14.9962 | metres | 812.2293 | 12180.3691 | 844.421 | 9.076%
41585 | Gravity mains | CASE127455WW | Reticulation Low Infiltration Sewer at THE PONDS | 2013-11-07 | 2013-14 |  |  | 76.38% | 29.7576 | metres | 3336.402 | 99283.4522 | 6882.9634 | 9.076%
41585 | Gravity mains | CASE127455WW | Reticulation Low Infiltration Sewer at THE PONDS | 2013-11-07 | 2013-14 |  |  | 76.38% | 32.2012 | metres | 812.2293 | 26154.7265 | 1813.2128 | 9.076%
41585 | Gravity mains | CASE127455WW | Reticulation Low Infiltration Sewer at THE PONDS | 2013-11-07 | 2013-14 |  |  | 76.38% | 48.5256 | metres | 3336.402 | 161901.0226 | 11224.0135 | 9.076%
41585 | Gravity mains | CASE127455WW | Reticulation Low Infiltration Sewer at THE PONDS | 2013-11-07 | 2013-14 |  |  | 76.38% | 78.4081 | metres | 812.2293 | 63685.3804 | 4415.0776 | 9.076%
41585 | Gravity mains | CASE127455WW | Reticulation Low Infiltration Sewer at THE PONDS | 2013-11-07 | 2013-14 |  |  | 76.38% | 58.5289 | metres | 3336.402 | 195275.9243 | 13537.775 | 9.076%
41585 | Gravity mains | CASE127455WW | Reticulation Low Infiltration Sewer at THE PONDS | 2013-11-07 | 2013-14 |  |  | 76.38% | 24.5663 | metres | 3336.402 | 81963.1008 | 5682.2059 | 9.076%
41585 | Gravity mains | CASE127455WW | Reticulation Low Infiltration Sewer at THE PONDS | 2013-11-07 | 2013-14 |  |  | 76.38% | 18.1169 | metres | 812.2293 | 14715.103 | 1020.145 | 9.076%
41585 | Gravity mains | CASE127455WW | Reticulation Low Infiltration Sewer at THE PONDS | 2013-11-07 | 2013-14 |  |  | 76.38% | 31.2077 | metres | 3336.402 | 104121.4277 | 7218.3628 | 9.076%
41585 | Gravity mains | CASE127455WW | Reticulation Low Infiltration Sewer at THE PONDS | 2013-11-07 | 2013-14 |  |  | 76.38% | 27.3489 | metres | 3336.402 | 91246.8838 | 6325.8171 | 9.076%
41585 | Gravity mains | CASE127455WW | Reticulation Low Infiltration Sewer at THE PONDS | 2013-11-07 | 2013-14 |  |  | 76.38% | 26.0116 | metres | 3336.402 | 86785.1994 | 6016.5046 | 9.076%
41585 | Gravity mains | CASE127455WW | Reticulation Low Infiltration Sewer at THE PONDS | 2013-11-07 | 2013-14 |  |  | 76.38% | 33.8699 | metres | 3592.3639 | 121672.8588 | 8435.1401 | 9.076%
41585 | Gravity mains | CASE127455WW | Reticulation Low Infiltration Sewer at THE PONDS | 2013-11-07 | 2013-14 |  |  | 76.38% | 63.2186 | metres | 3592.3639 | 227104.3477 | 15744.3247 | 9.076%
41585 | Gravity mains | CASE127455WW | Reticulation Low Infiltration Sewer at THE PONDS | 2013-11-07 | 2013-14 |  |  | 76.38% | 35.8084 | metres | 3336.402 | 119471.2958 | 8282.5137 | 9.076%
41585 | Gravity mains | CASE127455WW | Reticulation Low Infiltration Sewer at THE PONDS | 2013-11-07 | 2013-14 |  |  | 76.38% | 35.0409 | metres | 3336.402 | 116910.6136 | 8104.9909 | 9.076%
42958 | Gravity mains | CASE148441WW | Reticulation at BOX HILL | 2017-08-11 | 2017-18 |  |  | 76.38% | 31.9237 | metres | 3336.402 | 106510.315 | 7605.9023 | 9.349%
42958 | Gravity mains | CASE148441WW | Reticulation at BOX HILL | 2017-08-11 | 2017-18 |  |  | 76.38% | 58.3411 | metres | 812.2293 | 47386.3771 | 3383.8615 | 9.349%
42958 | Gravity mains | CASE148441WW | Reticulation at BOX HILL | 2017-08-11 | 2017-18 |  |  | 76.38% | 66.7715 | metres | 812.2293 | 54233.7456 | 3872.8321 | 9.349%
42958 | Gravity mains | CASE148441WW | Reticulation at BOX HILL | 2017-08-11 | 2017-18 |  |  | 76.38% | 23.3539 | metres | 3336.402 | 77918.0932 | 5564.1316 | 9.349%
42958 | Gravity mains | CASE148441WW | Reticulation at BOX HILL | 2017-08-11 | 2017-18 |  |  | 76.38% | 23.3681 | metres | 3336.402 | 77965.2852 | 5567.5015 | 9.349%
42958 | Gravity mains | CASE148441WW | Reticulation at BOX HILL | 2017-08-11 | 2017-18 |  |  | 76.38% | 2.1986 | metres | 812.2293 | 1785.7318 | 127.5191 | 9.349%
42958 | Gravity mains | CASE148441WW | Reticulation at BOX HILL | 2017-08-11 | 2017-18 |  |  | 76.38% | 22.4161 | metres | 3336.402 | 74789.1507 | 5340.6938 | 9.349%
42958 | Gravity mains | CASE148441WW | Reticulation at BOX HILL | 2017-08-11 | 2017-18 |  |  | 76.38% | 11.9087 | metres | 812.2293 | 9672.6054 | 690.7208 | 9.349%
42958 | Gravity mains | CASE148441WW | Reticulation at BOX HILL | 2017-08-11 | 2017-18 |  |  | 76.38% | 40.5822 | metres | 3336.402 | 135398.4413 | 9668.8036 | 9.349%
42958 | Gravity mains | CASE148441WW | Reticulation at BOX HILL | 2017-08-11 | 2017-18 |  |  | 76.38% | 51.4668 | metres | 812.2293 | 41802.8581 | 2985.1424 | 9.349%
42958 | Gravity mains | CASE148441WW | Reticulation at BOX HILL | 2017-08-11 | 2017-18 |  |  | 76.38% | 32.3227 | metres | 3336.402 | 107841.427 | 7700.957 | 9.349%
42958 | Gravity mains | CASE148441WW | Reticulation at BOX HILL | 2017-08-11 | 2017-18 |  |  | 76.38% | 40.5436 | metres | 3336.402 | 135269.7623 | 9659.6146 | 9.349%
42958 | Gravity mains | CASE148441WW | Reticulation at BOX HILL | 2017-08-11 | 2017-18 |  |  | 76.38% | 28.4847 | metres | 3336.402 | 95036.358 | 6786.547 | 9.349%
42958 | Gravity mains | CASE148441WW | Reticulation at BOX HILL | 2017-08-11 | 2017-18 |  |  | 76.38% | 27.6004 | metres | 3336.402 | 92086.021 | 6575.8634 | 9.349%
42958 | Gravity mains | CASE148441WW | Reticulation at BOX HILL | 2017-08-11 | 2017-18 |  |  | 76.38% | 33.4664 | metres | 3336.402 | 111657.3365 | 7973.4512 | 9.349%
42958 | Gravity mains | CASE148441WW | Reticulation at BOX HILL | 2017-08-11 | 2017-18 |  |  | 76.38% | 40.224 | metres | 3336.402 | 134203.3209 | 9583.46 | 9.349%
42958 | Gravity mains | CASE148441WW | Reticulation at BOX HILL | 2017-08-11 | 2017-18 |  |  | 76.38% | 32.2698 | metres | 3336.402 | 107665.0414 | 7688.3613 | 9.349%
42958 | Gravity mains | CASE148441WW | Reticulation at BOX HILL | 2017-08-11 | 2017-18 |  |  | 76.38% | 12.4012 | metres | 812.2293 | 10072.6035 | 719.2847 | 9.349%
42958 | Gravity mains | CASE148441WW | Reticulation at BOX HILL | 2017-08-11 | 2017-18 |  |  | 76.38% | 19.9806 | metres | 3336.402 | 66663.2829 | 4760.4255 | 9.349%
42958 | Gravity mains | CASE148441WW | Reticulation at BOX HILL | 2017-08-11 | 2017-18 |  |  | 76.38% | 46.0783 | metres | 3336.402 | 153735.8419 | 10978.2775 | 9.349%
42958 | Gravity mains | CASE148441WW | Reticulation at BOX HILL | 2017-08-11 | 2017-18 |  |  | 76.38% | 27.7649 | metres | 812.2293 | 22551.4816 | 1610.4015 | 9.349%
42958 | Gravity mains | CASE148441WW | Reticulation at BOX HILL | 2017-08-11 | 2017-18 |  |  | 76.38% | 40.0016 | metres | 3336.402 | 133461.5662 | 9530.4913 | 9.349%
42958 | Gravity mains | CASE148441WW | Reticulation at BOX HILL | 2017-08-11 | 2017-18 |  |  | 76.38% | 47.7303 | metres | 3336.402 | 159247.3863 | 11371.8569 | 9.349%
42958 | Gravity mains | CASE148441WW | Reticulation at BOX HILL | 2017-08-11 | 2017-18 |  |  | 76.38% | 4.203 | metres | 812.2293 | 3413.8135 | 243.7804 | 9.349%
42958 | Gravity mains | CASE148441WW | Reticulation at BOX HILL | 2017-08-11 | 2017-18 |  |  | 76.38% | 91.2248 | metres | 3336.402 | 304362.4495 | 21734.5246 | 9.349%
42958 | Gravity mains | CASE148441WW | Reticulation at BOX HILL | 2017-08-11 | 2017-18 |  |  | 76.38% | 39.4556 | metres | 3336.402 | 131639.7958 | 9400.3987 | 9.349%
42958 | Gravity mains | CASE148441WW | Reticulation at BOX HILL | 2017-08-11 | 2017-18 |  |  | 76.38% | 70.4091 | metres | 812.2293 | 57188.3245 | 4083.8186 | 9.349%
42958 | Gravity mains | CASE148441WW | Reticulation at BOX HILL | 2017-08-11 | 2017-18 |  |  | 76.38% | 28.9657 | metres | 3336.402 | 96641.1264 | 6901.1435 | 9.349%
42958 | Gravity mains | CASE148441WW | Reticulation at BOX HILL | 2017-08-11 | 2017-18 |  |  | 76.38% | 33.2773 | metres | 3336.402 | 111026.4525 | 7928.3997 | 9.349%
42958 | Gravity mains | CASE148441WW | Reticulation at BOX HILL | 2017-08-11 | 2017-18 |  |  | 76.38% | 66.1377 | metres | 3592.3639 | 237590.8192 | 16966.362 | 9.349%
42958 | Gravity mains | CASE148441WW | Reticulation at BOX HILL | 2017-08-11 | 2017-18 |  |  | 76.38% | 17.2379 | metres | 3592.3639 | 61924.6361 | 4422.0387 | 9.349%
42958 | Gravity mains | CASE148441WW | Reticulation at BOX HILL | 2017-08-11 | 2017-18 |  |  | 76.38% | 6.2094 | metres | 812.2293 | 5043.4664 | 360.154 | 9.349%
42958 | Gravity mains | CASE148441WW | Reticulation at BOX HILL | 2017-08-11 | 2017-18 |  |  | 76.38% | 24.6309 | metres | 3592.3639 | 88483.0095 | 6318.5723 | 9.349%
42958 | Gravity mains | CASE148441WW | Reticulation at BOX HILL | 2017-08-11 | 2017-18 |  |  | 76.38% | 28.3326 | metres | 3336.402 | 94529.106 | 6750.3241 | 9.349%
42958 | Gravity mains | CASE148441WW | Reticulation at BOX HILL | 2017-08-11 | 2017-18 |  |  | 76.38% | 24.8953 | metres | 3336.402 | 83060.5763 | 5931.3563 | 9.349%
42958 | Gravity mains | CASE148441WW | Reticulation at BOX HILL | 2017-08-11 | 2017-18 |  |  | 76.38% | 20.2585 | metres | 3336.402 | 67590.634 | 4826.6476 | 9.349%
43405 | Gravity mains | CASE163115WW | Reticulation at ROUSE HILL | 2018-11-01 | 2018-19 |  |  | 76.38% | 51.7689 | metres | 3336.402 | 172721.6965 | 12652.1451 | 9.59%
43405 | Gravity mains | CASE163115WW | Reticulation at ROUSE HILL | 2018-11-01 | 2018-19 |  |  | 76.38% | 51.7968 | metres | 3336.402 | 172815.1066 | 12658.9876 | 9.59%
43405 | Gravity mains | CASE163115WW | Reticulation at ROUSE HILL | 2018-11-01 | 2018-19 |  |  | 76.38% | 25.3778 | metres | 3336.402 | 84670.5506 | 6202.2555 | 9.59%
43405 | Gravity mains | CASE163115WW | Reticulation at ROUSE HILL | 2018-11-01 | 2018-19 |  |  | 76.38% | 28.5677 | metres | 3336.402 | 95313.3871 | 6981.8606 | 9.59%
43405 | Gravity mains | CASE163115WW | Reticulation at ROUSE HILL | 2018-11-01 | 2018-19 |  |  | 76.38% | 47.6379 | metres | 812.2293 | 38692.9284 | 2834.3199 | 9.59%
43405 | Gravity mains | CASE163115WW | Reticulation at ROUSE HILL | 2018-11-01 | 2018-19 |  |  | 76.38% | 47.7104 | metres | 3336.402 | 159181.0531 | 11660.271 | 9.59%
43405 | Gravity mains | CASE163115WW | Reticulation at ROUSE HILL | 2018-11-01 | 2018-19 |  |  | 76.38% | 37.9809 | metres | 3336.402 | 126719.6721 | 9282.422 | 9.59%
43405 | Gravity mains | CASE163115WW | Reticulation at ROUSE HILL | 2018-11-01 | 2018-19 |  |  | 76.38% | 14.1739 | metres | 812.2293 | 11512.4422 | 843.3051 | 9.59%
43405 | Gravity mains | CASE163115WW | Reticulation at ROUSE HILL | 2018-11-01 | 2018-19 |  |  | 76.38% | 116.5002 | metres | 3336.402 | 388691.5676 | 28472.2894 | 9.59%
43405 | Gravity mains | CASE163115WW | Reticulation at ROUSE HILL | 2018-11-01 | 2018-19 |  |  | 76.38% | 92.6681 | metres | 812.2293 | 75267.72 | 5513.4829 | 9.59%
43405 | Gravity mains | CASE163115WW | Reticulation at ROUSE HILL | 2018-11-01 | 2018-19 |  |  | 76.38% | 10.7353 | metres | 812.2293 | 8719.5179 | 638.7189 | 9.59%
43405 | Gravity mains | CASE163115WW | Reticulation at ROUSE HILL | 2018-11-01 | 2018-19 |  |  | 76.38% | 22.8349 | metres | 3336.402 | 76186.5234 | 5580.7867 | 9.59%
43405 | Gravity mains | CASE163115WW | Reticulation at ROUSE HILL | 2018-11-01 | 2018-19 |  |  | 76.38% | 4.5357 | metres | 812.2293 | 3684.0318 | 269.8613 | 9.59%
43405 | Gravity mains | CASE163115WW | Reticulation at ROUSE HILL | 2018-11-01 | 2018-19 |  |  | 76.38% | 26.1719 | metres | 3336.402 | 87320.0445 | 6396.3353 | 9.59%
43405 | Gravity mains | CASE163115WW | Reticulation at ROUSE HILL | 2018-11-01 | 2018-19 |  |  | 76.38% | 6.2271 | metres | 812.2293 | 5057.8466 | 370.4955 | 9.59%
43682 | Gravity mains | CASE171511WW | Reticulation at RIVERSTONE | 2019-08-05 | 2019-20 |  |  | 76.38% | 91.3833 | metres | 3336.402 | 304891.3049 | 22470.8501 | 9.649%
43682 | Gravity mains | CASE171511WW | Reticulation at RIVERSTONE | 2019-08-05 | 2019-20 |  |  | 76.38% | 73.8428 | metres | 3336.402 | 246369.3893 | 18157.7156 | 9.649%
43682 | Gravity mains | CASE171511WW | Reticulation at RIVERSTONE | 2019-08-05 | 2019-20 |  |  | 76.38% | 29.0962 | metres | 812.2293 | 23632.8103 | 1741.7661 | 9.649%
43682 | Gravity mains | CASE171511WW | Reticulation at RIVERSTONE | 2019-08-05 | 2019-20 |  |  | 76.38% | 26.2138 | metres | 812.2293 | 21291.6278 | 1569.2182 | 9.649%
43682 | Gravity mains | CASE171511WW | Reticulation at RIVERSTONE | 2019-08-05 | 2019-20 |  |  | 76.38% | 34.2838 | metres | 3336.402 | 114384.6007 | 8430.2805 | 9.649%
43682 | Gravity mains | CASE171511WW | Reticulation at RIVERSTONE | 2019-08-05 | 2019-20 |  |  | 76.38% | 13.4214 | metres | 3336.402 | 44779.1786 | 3300.2785 | 9.649%
43682 | Gravity mains | CASE171511WW | Reticulation at RIVERSTONE | 2019-08-05 | 2019-20 |  |  | 76.38% | 14.3703 | metres | 3336.402 | 47945.1648 | 3533.6154 | 9.649%
43682 | Gravity mains | CASE171511WW | Reticulation at RIVERSTONE | 2019-08-05 | 2019-20 |  |  | 76.38% | 5.8179 | metres | 3336.402 | 19410.8213 | 1430.6005 | 9.649%
43682 | Gravity mains | CASE171511WW | Reticulation at RIVERSTONE | 2019-08-05 | 2019-20 |  |  | 76.38% | 81.0996 | metres | 3336.402 | 270580.939 | 19942.1355 | 9.649%
43682 | Gravity mains | CASE171511WW | Reticulation at RIVERSTONE | 2019-08-05 | 2019-20 |  |  | 76.38% | 43.2783 | metres | 3336.402 | 144393.9548 | 10642.0054 | 9.649%
43682 | Gravity mains | CASE171511WW | Reticulation at RIVERSTONE | 2019-08-05 | 2019-20 |  |  | 76.38% | 22.8805 | metres | 3336.402 | 76338.4385 | 5626.2333 | 9.649%
43682 | Gravity mains | CASE171511WW | Reticulation at RIVERSTONE | 2019-08-05 | 2019-20 |  |  | 76.38% | 43.11 | metres | 812.2293 | 35015.2438 | 2580.6649 | 9.649%
43682 | Gravity mains | CASE171511WW | Reticulation at RIVERSTONE | 2019-08-05 | 2019-20 |  |  | 76.38% | 67.4293 | metres | 3336.402 | 224971.3704 | 16580.6563 | 9.649%
43682 | Gravity mains | CASE171511WW | Reticulation at RIVERSTONE | 2019-08-05 | 2019-20 |  |  | 76.38% | 91.4777 | metres | 3336.402 | 305206.3332 | 22494.068 | 9.649%
43682 | Gravity mains | CASE171511WW | Reticulation at RIVERSTONE | 2019-08-05 | 2019-20 |  |  | 76.38% | 3.7737 | metres | 3875.3912 | 14624.5666 | 1077.8479 | 9.649%
43682 | Gravity mains | CASE171511WW | Reticulation at RIVERSTONE | 2019-08-05 | 2019-20 |  |  | 76.38% | 119.7397 | metres | 3336.402 | 399499.7313 | 29443.6031 | 9.649%
43301 | Gravity mains | CASE164607WW | Reticulation at MARSDEN PARK | 2018-07-20 | 2018-19 |  |  | 76.38% | 15.9365 | metres | 3336.402 | 53170.5449 | 4000.3371 | 9.85%
43301 | Gravity mains | CASE164607WW | Reticulation at MARSDEN PARK | 2018-07-20 | 2018-19 |  |  | 76.38% | 17.8561 | metres | 3592.3639 | 64145.5968 | 4826.0557 | 9.85%
43301 | Gravity mains | CASE164607WW | Reticulation at MARSDEN PARK | 2018-07-20 | 2018-19 |  |  | 76.38% | 66.6094 | metres | 812.2293 | 54102.1093 | 4070.4242 | 9.85%
43301 | Gravity mains | CASE164607WW | Reticulation at MARSDEN PARK | 2018-07-20 | 2018-19 |  |  | 76.38% | 57.0876 | metres | 812.2293 | 46368.2352 | 3488.5588 | 9.85%
43301 | Gravity mains | CASE164607WW | Reticulation at MARSDEN PARK | 2018-07-20 | 2018-19 |  |  | 76.38% | 64.7529 | metres | 812.2293 | 52594.2271 | 3956.9773 | 9.85%
43301 | Gravity mains | CASE164607WW | Reticulation at MARSDEN PARK | 2018-07-20 | 2018-19 |  |  | 76.38% | 58.0917 | metres | 812.2293 | 47183.7422 | 3549.9142 | 9.85%
43301 | Gravity mains | CASE164607WW | Reticulation at MARSDEN PARK | 2018-07-20 | 2018-19 |  |  | 76.38% | 43.8663 | metres | 812.2293 | 35629.4948 | 2680.6193 | 9.85%
43301 | Gravity mains | CASE164607WW | Reticulation at MARSDEN PARK | 2018-07-20 | 2018-19 |  |  | 76.38% | 44.0268 | metres | 812.2293 | 35759.8793 | 2690.4289 | 9.85%
43301 | Gravity mains | CASE164607WW | Reticulation at MARSDEN PARK | 2018-07-20 | 2018-19 |  |  | 76.38% | 58.9383 | metres | 812.2293 | 47871.3972 | 3601.6506 | 9.85%
43301 | Gravity mains | CASE164607WW | Reticulation at MARSDEN PARK | 2018-07-20 | 2018-19 |  |  | 76.38% | 54.578 | metres | 812.2293 | 44329.8457 | 3335.1986 | 9.85%
43301 | Gravity mains | CASE164607WW | Reticulation at MARSDEN PARK | 2018-07-20 | 2018-19 |  |  | 76.38% | 28.9632 | metres | 812.2293 | 23524.7982 | 1769.9108 | 9.85%
43301 | Gravity mains | CASE164607WW | Reticulation at MARSDEN PARK | 2018-07-20 | 2018-19 |  |  | 76.38% | 41.4788 | metres | 812.2293 | 33690.2676 | 2534.7197 | 9.85%
43301 | Gravity mains | CASE164607WW | Reticulation at MARSDEN PARK | 2018-07-20 | 2018-19 |  |  | 76.38% | 66.1209 | metres | 3336.402 | 220605.7811 | 16597.4881 | 9.85%
43301 | Gravity mains | CASE164607WW | Reticulation at MARSDEN PARK | 2018-07-20 | 2018-19 |  |  | 76.38% | 39.881 | metres | 3592.3639 | 143266.9266 | 10778.825 | 9.85%
43301 | Gravity mains | CASE164607WW | Reticulation at MARSDEN PARK | 2018-07-20 | 2018-19 |  |  | 76.38% | 51.0249 | metres | 3592.3639 | 183299.879 | 13790.7427 | 9.85%
43301 | Gravity mains | CASE164607WW | Reticulation at MARSDEN PARK | 2018-07-20 | 2018-19 |  |  | 76.38% | 9.1639 | metres | 812.2293 | 7443.1716 | 559.9942 | 9.85%
43301 | Gravity mains | CASE164607WW | Reticulation at MARSDEN PARK | 2018-07-20 | 2018-19 |  |  | 76.38% | 24.9398 | metres | 3592.3639 | 89592.9482 | 6740.6116 | 9.85%
43301 | Gravity mains | CASE164607WW | Reticulation at MARSDEN PARK | 2018-07-20 | 2018-19 |  |  | 76.38% | 22.7455 | metres | 3592.3639 | 81710.2287 | 6147.5476 | 9.85%
43301 | Gravity mains | CASE164607WW | Reticulation at MARSDEN PARK | 2018-07-20 | 2018-19 |  |  | 76.38% | 45.2256 | metres | 950.8722 | 43003.7454 | 3235.4281 | 9.85%
43301 | Gravity mains | CASE164607WW | Reticulation at MARSDEN PARK | 2018-07-20 | 2018-19 |  |  | 76.38% | 21.7357 | metres | 3592.3639 | 78082.4652 | 5874.6094 | 9.85%
43301 | Gravity mains | CASE164607WW | Reticulation at MARSDEN PARK | 2018-07-20 | 2018-19 |  |  | 76.38% | 4.5861 | metres | 950.8722 | 4360.7569 | 328.0857 | 9.85%
43301 | Gravity mains | CASE164607WW | Reticulation at MARSDEN PARK | 2018-07-20 | 2018-19 |  |  | 76.38% | 47.1991 | metres | 950.8722 | 44880.3096 | 3376.6133 | 9.85%
43084 | Gravity mains | CASE158583WW | Reticulation at BOX HILL | 2017-12-15 | 2017-18 |  |  | 76.38% | 43.4876 | metres | 3336.402 | 145092.244 | 11658.4381 | 10.52%
43084 | Gravity mains | CASE158583WW | Reticulation at BOX HILL | 2017-12-15 | 2017-18 |  |  | 76.38% | 10.4945 | metres | 812.2293 | 8523.9753 | 684.9176 | 10.52%
43084 | Gravity mains | CASE158583WW | Reticulation at BOX HILL | 2017-12-15 | 2017-18 |  |  | 76.38% | 3.5223 | metres | 812.2293 | 2860.9155 | 229.88 | 10.52%
43084 | Gravity mains | CASE158583WW | Reticulation at BOX HILL | 2017-12-15 | 2017-18 |  |  | 76.38% | 27.9872 | metres | 3336.402 | 93376.4675 | 7502.977 | 10.52%
43084 | Gravity mains | CASE158583WW | Reticulation at BOX HILL | 2017-12-15 | 2017-18 |  |  | 76.38% | 41.3884 | metres | 812.2293 | 33616.8795 | 2701.1803 | 10.52%
43084 | Gravity mains | CASE158583WW | Reticulation at BOX HILL | 2017-12-15 | 2017-18 |  |  | 76.38% | 2.6315 | metres | 812.2293 | 2137.3881 | 171.7432 | 10.52%
43084 | Gravity mains | CASE158583WW | Reticulation at BOX HILL | 2017-12-15 | 2017-18 |  |  | 76.38% | 22.9886 | metres | 812.2293 | 18672.0445 | 1500.3343 | 10.52%
43084 | Gravity mains | CASE158583WW | Reticulation at BOX HILL | 2017-12-15 | 2017-18 |  |  | 76.38% | 26.4875 | metres | 3336.402 | 88372.8437 | 7100.9263 | 10.52%
43084 | Gravity mains | CASE158583WW | Reticulation at BOX HILL | 2017-12-15 | 2017-18 |  |  | 76.38% | 20.6303 | metres | 3336.402 | 68830.8104 | 5530.6867 | 10.52%
43084 | Gravity mains | CASE158583WW | Reticulation at BOX HILL | 2017-12-15 | 2017-18 |  |  | 76.38% | 21.7947 | metres | 3336.402 | 72716.0061 | 5842.8696 | 10.52%
43084 | Gravity mains | CASE158583WW | Reticulation at BOX HILL | 2017-12-15 | 2017-18 |  |  | 76.38% | 28.765 | metres | 3336.402 | 95971.716 | 7711.5101 | 10.52%
43084 | Gravity mains | CASE158583WW | Reticulation at BOX HILL | 2017-12-15 | 2017-18 |  |  | 76.38% | 2.9941 | metres | 3336.402 | 9989.549 | 802.6793 | 10.52%
43084 | Gravity mains | CASE158583WW | Reticulation at BOX HILL | 2017-12-15 | 2017-18 |  |  | 76.38% | 48.6768 | metres | 3336.402 | 162405.3925 | 13049.5826 | 10.52%
43084 | Gravity mains | CASE158583WW | Reticulation at BOX HILL | 2017-12-15 | 2017-18 |  |  | 76.38% | 43.4679 | metres | 3336.402 | 145026.2953 | 11653.139 | 10.52%
43084 | Gravity mains | CASE158583WW | Reticulation at BOX HILL | 2017-12-15 | 2017-18 |  |  | 76.38% | 46.4775 | metres | 3336.402 | 155067.6007 | 12459.977 | 10.52%
43084 | Gravity mains | CASE158583WW | Reticulation at BOX HILL | 2017-12-15 | 2017-18 |  |  | 76.38% | 13.4972 | metres | 812.2293 | 10962.8025 | 880.8821 | 10.52%
43084 | Gravity mains | CASE158583WW | Reticulation at BOX HILL | 2017-12-15 | 2017-18 |  |  | 76.38% | 31.4855 | metres | 3336.402 | 105048.3904 | 8440.8382 | 10.52%
43084 | Gravity mains | CASE158583WW | Reticulation at BOX HILL | 2017-12-15 | 2017-18 |  |  | 76.38% | 26.6912 | metres | 3336.402 | 89052.4478 | 7155.5338 | 10.52%
43084 | Gravity mains | CASE158583WW | Reticulation at BOX HILL | 2017-12-15 | 2017-18 |  |  | 76.38% | 15.3319 | metres | 1162.6195 | 17825.1168 | 1432.2821 | 10.52%
43084 | Gravity mains | CASE158583WW | Reticulation at BOX HILL | 2017-12-15 | 2017-18 |  |  | 76.38% | 31.5242 | metres | 3875.3912 | 122168.4697 | 9816.4692 | 10.52%
43084 | Gravity mains | CASE158583WW | Reticulation at BOX HILL | 2017-12-15 | 2017-18 |  |  | 76.38% | 65.4681 | metres | 812.2293 | 53175.1323 | 4272.7231 | 10.52%
43084 | Gravity mains | CASE158583WW | Reticulation at BOX HILL | 2017-12-15 | 2017-18 |  |  | 76.38% | 32.9792 | metres | 812.2293 | 26786.6685 | 2152.3598 | 10.52%
43084 | Gravity mains | CASE158583WW | Reticulation at BOX HILL | 2017-12-15 | 2017-18 |  |  | 76.38% | 15.1361 | metres | 1162.6195 | 17597.5323 | 1413.9952 | 10.52%
43084 | Gravity mains | CASE158583WW | Reticulation at BOX HILL | 2017-12-15 | 2017-18 |  |  | 76.38% | 15.0352 | metres | 812.2293 | 12212.0554 | 981.2619 | 10.52%
43084 | Gravity mains | CASE158583WW | Reticulation at BOX HILL | 2017-12-15 | 2017-18 |  |  | 76.38% | 15.7173 | metres | 812.2293 | 12766.0419 | 1025.7758 | 10.52%
43084 | Gravity mains | CASE158583WW | Reticulation at BOX HILL | 2017-12-15 | 2017-18 |  |  | 76.38% | 17.5776 | metres | 1162.6195 | 20436.0799 | 1642.0779 | 10.52%
43084 | Gravity mains | CASE158583WW | Reticulation at BOX HILL | 2017-12-15 | 2017-18 |  |  | 76.38% | 20.1013 | metres | 3336.402 | 67065.9039 | 5388.8731 | 10.52%
43084 | Gravity mains | CASE158583WW | Reticulation at BOX HILL | 2017-12-15 | 2017-18 |  |  | 76.38% | 26.4986 | metres | 3336.402 | 88409.9953 | 7103.9115 | 10.52%
43084 | Gravity mains | CASE158583WW | Reticulation at BOX HILL | 2017-12-15 | 2017-18 |  |  | 76.38% | 10.9947 | metres | 812.2293 | 8930.1866 | 717.5575 | 10.52%
43084 | Gravity mains | CASE158583WW | Reticulation at BOX HILL | 2017-12-15 | 2017-18 |  |  | 76.38% | 20.3735 | metres | 3336.402 | 67974.3 | 5461.8645 | 10.52%
43084 | Gravity mains | CASE158583WW | Reticulation at BOX HILL | 2017-12-15 | 2017-18 |  |  | 76.38% | 5.401 | metres | 1162.6195 | 6279.3546 | 504.5581 | 10.52%
43084 | Gravity mains | CASE158583WW | Reticulation at BOX HILL | 2017-12-15 | 2017-18 |  |  | 76.38% | 31.485 | metres | 3336.402 | 105046.6367 | 8440.6973 | 10.52%
43084 | Gravity mains | CASE158583WW | Reticulation at BOX HILL | 2017-12-15 | 2017-18 |  |  | 76.38% | 21.9895 | metres | 812.2293 | 17860.5359 | 1435.1281 | 10.52%
43084 | Gravity mains | CASE158583WW | Reticulation at BOX HILL | 2017-12-15 | 2017-18 |  |  | 76.38% | 20.6061 | metres | 3336.402 | 68750.3849 | 5524.2244 | 10.52%
43084 | Gravity mains | CASE158583WW | Reticulation at BOX HILL | 2017-12-15 | 2017-18 |  |  | 76.38% | 29.7644 | metres | 3875.3912 | 115348.5309 | 9268.4741 | 10.52%
43084 | Gravity mains | CASE158583WW | Reticulation at BOX HILL | 2017-12-15 | 2017-18 |  |  | 76.38% | 3.7587 | metres | 1162.6195 | 4369.8915 | 351.1291 | 10.52%
43084 | Gravity mains | CASE158583WW | Reticulation at BOX HILL | 2017-12-15 | 2017-18 |  |  | 76.38% | 36.0939 | metres | 1162.6195 | 41963.418 | 3371.8406 | 10.52%
43084 | Gravity mains | CASE158583WW | Reticulation at BOX HILL | 2017-12-15 | 2017-18 |  |  | 76.38% | 111.2669 | metres | 3336.402 | 371230.947 | 29829.1136 | 10.52%
43084 | Gravity mains | CASE158583WW | Reticulation at BOX HILL | 2017-12-15 | 2017-18 |  |  | 76.38% | 94.4326 | metres | 812.2293 | 76700.9447 | 6163.067 | 10.52%
43084 | Gravity mains | CASE158583WW | Reticulation at BOX HILL | 2017-12-15 | 2017-18 |  |  | 76.38% | 115.6683 | metres | 812.2293 | 93949.1393 | 7548.9923 | 10.52%
43084 | Gravity mains | CASE158583WW | Reticulation at BOX HILL | 2017-12-15 | 2017-18 |  |  | 76.38% | 25.1632 | metres | 3875.3912 | 97517.2665 | 7835.6981 | 10.52%
43084 | Gravity mains | CASE158583WW | Reticulation at BOX HILL | 2017-12-15 | 2017-18 |  |  | 76.38% | 43.4014 | metres | 812.2293 | 35251.858 | 2832.5539 | 10.52%
43084 | Gravity mains | CASE158583WW | Reticulation at BOX HILL | 2017-12-15 | 2017-18 |  |  | 76.38% | 23.0749 | metres | 3875.3912 | 89424.1415 | 7185.4001 | 10.52%
43084 | Gravity mains | CASE158583WW | Reticulation at BOX HILL | 2017-12-15 | 2017-18 |  |  | 76.38% | 25.4671 | metres | 812.2293 | 20685.1589 | 1662.0919 | 10.52%
43084 | Gravity mains | CASE158583WW | Reticulation at BOX HILL | 2017-12-15 | 2017-18 |  |  | 76.38% | 90.955 | metres | 3336.402 | 303462.3107 | 24383.7746 | 10.52%
43084 | Gravity mains | CASE158583WW | Reticulation at BOX HILL | 2017-12-15 | 2017-18 |  |  | 76.38% | 84.9606 | metres | 812.2293 | 69007.4775 | 5544.8822 | 10.52%
43084 | Gravity mains | CASE158583WW | Reticulation at BOX HILL | 2017-12-15 | 2017-18 |  |  | 76.38% | 12.5844 | metres | 812.2293 | 10221.3795 | 821.3073 | 10.52%
43084 | Gravity mains | CASE158583WW | Reticulation at BOX HILL | 2017-12-15 | 2017-18 |  |  | 76.38% | 43.4806 | metres | 812.2293 | 35316.2425 | 2837.7273 | 10.52%
43084 | Gravity mains | CASE158583WW | Reticulation at BOX HILL | 2017-12-15 | 2017-18 |  |  | 76.38% | 11.9934 | metres | 812.2293 | 9741.39 | 782.7392 | 10.52%
43084 | Gravity mains | CASE158583WW | Reticulation at BOX HILL | 2017-12-15 | 2017-18 |  |  | 76.38% | 27.8625 | metres | 812.2293 | 22630.7465 | 1818.4236 | 10.52%
43084 | Gravity mains | CASE158583WW | Reticulation at BOX HILL | 2017-12-15 | 2017-18 |  |  | 76.38% | 79.7852 | metres | 3336.402 | 266195.6239 | 21389.3253 | 10.52%
43084 | Gravity mains | CASE158583WW | Reticulation at BOX HILL | 2017-12-15 | 2017-18 |  |  | 76.38% | 41.0805 | metres | 812.2293 | 33366.8107 | 2681.0868 | 10.52%
43084 | Gravity mains | CASE158583WW | Reticulation at BOX HILL | 2017-12-15 | 2017-18 |  |  | 76.38% | 11.6876 | metres | 3336.402 | 38994.669 | 3133.2959 | 10.52%
43084 | Gravity mains | CASE158583WW | Reticulation at BOX HILL | 2017-12-15 | 2017-18 |  |  | 76.38% | 13.5506 | metres | 812.2293 | 11006.2101 | 884.3699 | 10.52%
43084 | Gravity mains | CASE158583WW | Reticulation at BOX HILL | 2017-12-15 | 2017-18 |  |  | 76.38% | 12.5135 | metres | 812.2293 | 10163.8508 | 816.6848 | 10.52%
43084 | Gravity mains | CASE158583WW | Reticulation at BOX HILL | 2017-12-15 | 2017-18 |  |  | 76.38% | 8.1915 | metres | 812.2293 | 6653.346 | 534.609 | 10.52%
43084 | Gravity mains | CASE158583WW | Reticulation at BOX HILL | 2017-12-15 | 2017-18 |  |  | 76.38% | 47.4788 | metres | 3336.402 | 158408.3037 | 12728.4089 | 10.52%
43084 | Gravity mains | CASE158583WW | Reticulation at BOX HILL | 2017-12-15 | 2017-18 |  |  | 76.38% | 25.0404 | metres | 812.2293 | 20338.5438 | 1634.2407 | 10.52%
43084 | Gravity mains | CASE158583WW | Reticulation at BOX HILL | 2017-12-15 | 2017-18 |  |  | 76.38% | 27.7142 | metres | 812.2293 | 22510.2946 | 1808.745 | 10.52%
43084 | Gravity mains | CASE158583WW | Reticulation at BOX HILL | 2017-12-15 | 2017-18 |  |  | 76.38% | 37.4822 | metres | 812.2293 | 30444.1529 | 2446.2457 | 10.52%
43084 | Gravity mains | CASE158583WW | Reticulation at BOX HILL | 2017-12-15 | 2017-18 |  |  | 76.38% | 82.4628 | metres | 1162.6195 | 95872.8182 | 7703.5635 | 10.52%
43084 | Gravity mains | CASE158583WW | Reticulation at BOX HILL | 2017-12-15 | 2017-18 |  |  | 76.38% | 73.4443 | metres | 1162.6195 | 85387.8203 | 6861.074 | 10.52%
43084 | Gravity mains | CASE158583WW | Reticulation at BOX HILL | 2017-12-15 | 2017-18 |  |  | 76.38% | 50.2101 | metres | 812.2293 | 40782.1052 | 3276.9198 | 10.52%
43084 | Gravity mains | CASE158583WW | Reticulation at BOX HILL | 2017-12-15 | 2017-18 |  |  | 76.38% | 26.9257 | metres | 3875.3912 | 104347.544 | 8384.5239 | 10.52%
43084 | Gravity mains | CASE158583WW | Reticulation at BOX HILL | 2017-12-15 | 2017-18 |  |  | 76.38% | 24.6886 | metres | 1162.6195 | 28703.4851 | 2306.3797 | 10.52%
43084 | Gravity mains | CASE158583WW | Reticulation at BOX HILL | 2017-12-15 | 2017-18 |  |  | 76.38% | 24.7759 | metres | 3875.3912 | 96016.3679 | 7715.098 | 10.52%
43084 | Gravity mains | CASE158583WW | Reticulation at BOX HILL | 2017-12-15 | 2017-18 |  |  | 76.38% | 29.0508 | metres | 3336.402 | 96925.2224 | 7788.1262 | 10.52%
43084 | Gravity mains | CASE158583WW | Reticulation at BOX HILL | 2017-12-15 | 2017-18 |  |  | 76.38% | 5.1485 | metres | 812.2293 | 4181.7221 | 336.0093 | 10.52%
43084 | Gravity mains | CASE158583WW | Reticulation at BOX HILL | 2017-12-15 | 2017-18 |  |  | 76.38% | 44.1695 | metres | 3875.3912 | 171173.9694 | 13754.1544 | 10.52%
43084 | Gravity mains | CASE158583WW | Reticulation at BOX HILL | 2017-12-15 | 2017-18 |  |  | 76.38% | 120.0597 | metres | 812.2293 | 97516.0139 | 7835.5974 | 10.52%
43084 | Gravity mains | CASE158583WW | Reticulation at BOX HILL | 2017-12-15 | 2017-18 |  |  | 76.38% | 35.6909 | metres | 1162.6195 | 41494.9779 | 3334.2005 | 10.52%
43084 | Gravity mains | CASE158583WW | Reticulation at BOX HILL | 2017-12-15 | 2017-18 |  |  | 76.38% | 21.204 | metres | 1162.6195 | 24652.1969 | 1980.851 | 10.52%
43084 | Gravity mains | CASE158583WW | Reticulation at BOX HILL | 2017-12-15 | 2017-18 |  |  | 76.38% | 62.1518 | metres | 812.2293 | 50481.5118 | 4056.2856 | 10.52%
43084 | Gravity mains | CASE158583WW | Reticulation at BOX HILL | 2017-12-15 | 2017-18 |  |  | 76.38% | 31.7741 | metres | 1162.6195 | 36941.1373 | 2968.2907 | 10.52%
43084 | Gravity mains | CASE158583WW | Reticulation at BOX HILL | 2017-12-15 | 2017-18 |  |  | 76.38% | 10.9995 | metres | 812.2293 | 8934.1408 | 717.8752 | 10.52%
43084 | Gravity mains | CASE158583WW | Reticulation at BOX HILL | 2017-12-15 | 2017-18 |  |  | 76.38% | 16.9928 | metres | 812.2293 | 13802.0808 | 1109.0235 | 10.52%
43084 | Gravity mains | CASE158583WW | Reticulation at BOX HILL | 2017-12-15 | 2017-18 |  |  | 76.38% | 30.5499 | metres | 1162.6195 | 35517.9468 | 2853.9347 | 10.52%
43084 | Gravity mains | CASE158583WW | Reticulation at BOX HILL | 2017-12-15 | 2017-18 |  |  | 76.38% | 46.827 | metres | 1162.6195 | 54441.9523 | 4374.5145 | 10.52%
43084 | Gravity mains | CASE158583WW | Reticulation at BOX HILL | 2017-12-15 | 2017-18 |  |  | 76.38% | 38.4576 | metres | 3336.402 | 128310.1777 | 10309.9671 | 10.52%
43084 | Gravity mains | CASE158583WW | Reticulation at BOX HILL | 2017-12-15 | 2017-18 |  |  | 76.38% | 33.9889 | metres | 812.2293 | 27606.7521 | 2218.2551 | 10.52%
43084 | Gravity mains | CASE158583WW | Reticulation at BOX HILL | 2017-12-15 | 2017-18 |  |  | 76.38% | 4.0908 | metres | 812.2293 | 3322.6277 | 266.9795 | 10.52%
43084 | Gravity mains | CASE158583WW | Reticulation at BOX HILL | 2017-12-15 | 2017-18 |  |  | 76.38% | 13.6542 | metres | 3336.402 | 45555.9485 | 3660.5072 | 10.52%
43084 | Gravity mains | CASE158583WW | Reticulation at BOX HILL | 2017-12-15 | 2017-18 |  |  | 76.38% | 13.2344 | metres | 3336.402 | 44155.4397 | 3547.9737 | 10.52%
43084 | Gravity mains | CASE158583WW | Reticulation at BOX HILL | 2017-12-15 | 2017-18 |  |  | 76.38% | 24.8752 | metres | 812.2293 | 20204.3537 | 1623.4583 | 10.52%
43084 | Gravity mains | CASE158583WW | Reticulation at BOX HILL | 2017-12-15 | 2017-18 |  |  | 76.38% | 16.2116 | metres | 3875.3912 | 62826.4045 | 5048.2212 | 10.52%
43084 | Gravity mains | CASE158583WW | Reticulation at BOX HILL | 2017-12-15 | 2017-18 |  |  | 76.38% | 31.9431 | metres | 1162.6195 | 37137.6852 | 2984.0837 | 10.52%
43084 | Gravity mains | CASE158583WW | Reticulation at BOX HILL | 2017-12-15 | 2017-18 |  |  | 76.38% | 52.6926 | metres | 3875.3912 | 204204.6029 | 16408.2287 | 10.52%
43084 | Gravity mains | CASE158583WW | Reticulation at BOX HILL | 2017-12-15 | 2017-18 |  |  | 76.38% | 19.9905 | metres | 1162.6195 | 23241.3063 | 1867.4832 | 10.52%
43084 | Gravity mains | CASE158583WW | Reticulation at BOX HILL | 2017-12-15 | 2017-18 |  |  | 76.38% | 12.7281 | metres | 3336.402 | 42465.956 | 3412.2204 | 10.52%
43084 | Gravity mains | CASE158583WW | Reticulation at BOX HILL | 2017-12-15 | 2017-18 |  |  | 76.38% | 4.7647 | metres | 1162.6195 | 5539.5223 | 445.1112 | 10.52%
43084 | Gravity mains | CASE158583WW | Reticulation at BOX HILL | 2017-12-15 | 2017-18 |  |  | 76.38% | 16.712 | metres | 812.2293 | 13573.9907 | 1090.696 | 10.52%
43084 | Gravity mains | CASE158583WW | Reticulation at BOX HILL | 2017-12-15 | 2017-18 |  |  | 76.38% | 4.6554 | metres | 1162.6195 | 5412.4559 | 434.9011 | 10.52%
43084 | Gravity mains | CASE158583WW | Reticulation at BOX HILL | 2017-12-15 | 2017-18 |  |  | 76.38% | 4.7066 | metres | 1162.6195 | 5472.03 | 439.688 | 10.52%
43521 | Gravity mains | CASE162621WW | Reticulation at BOX HILL | 2019-02-25 | 2018-19 |  |  | 76.38% | 74.0931 | metres | 812.2293 | 60180.5807 | 4991.4691 | 10.86%
43521 | Gravity mains | CASE162621WW | Reticulation at BOX HILL | 2019-02-25 | 2018-19 |  |  | 76.38% | 53.4224 | metres | 3592.3639 | 191912.7799 | 15917.5384 | 10.86%
43521 | Gravity mains | CASE162621WW | Reticulation at BOX HILL | 2019-02-25 | 2018-19 |  |  | 76.38% | 63.1339 | metres | 3336.402 | 210639.9099 | 17470.7951 | 10.86%
43521 | Gravity mains | CASE162621WW | Reticulation at BOX HILL | 2019-02-25 | 2018-19 |  |  | 76.38% | 37.4019 | metres | 950.8722 | 35564.4033 | 2949.7658 | 10.86%
43521 | Gravity mains | CASE162621WW | Reticulation at BOX HILL | 2019-02-25 | 2018-19 |  |  | 76.38% | 48.1212 | metres | 3592.3639 | 172868.8096 | 14338.0025 | 10.86%
43521 | Gravity mains | CASE162621WW | Reticulation at BOX HILL | 2019-02-25 | 2018-19 |  |  | 76.38% | 11.0515 | metres | 3592.3639 | 39700.9212 | 3292.8549 | 10.86%
43521 | Gravity mains | CASE162621WW | Reticulation at BOX HILL | 2019-02-25 | 2018-19 |  |  | 76.38% | 31.0826 | metres | 3592.3639 | 111659.9883 | 9261.2496 | 10.86%
43521 | Gravity mains | CASE162621WW | Reticulation at BOX HILL | 2019-02-25 | 2018-19 |  |  | 76.38% | 9.9171 | metres | 950.8722 | 9429.901 | 782.1304 | 10.86%
43521 | Gravity mains | CASE162621WW | Reticulation at BOX HILL | 2019-02-25 | 2018-19 |  |  | 76.38% | 58.2703 | metres | 950.8722 | 55407.587 | 4595.5897 | 10.86%
43521 | Gravity mains | CASE162621WW | Reticulation at BOX HILL | 2019-02-25 | 2018-19 |  |  | 76.38% | 117.7522 | metres | 812.2293 | 95641.7507 | 7932.6726 | 10.86%
43521 | Gravity mains | CASE162621WW | Reticulation at BOX HILL | 2019-02-25 | 2018-19 |  |  | 76.38% | 60.8392 | metres | 3592.3639 | 218556.5244 | 18127.4112 | 10.86%
43521 | Gravity mains | CASE162621WW | Reticulation at BOX HILL | 2019-02-25 | 2018-19 |  |  | 76.38% | 34.3324 | metres | 812.2293 | 27885.8149 | 2312.892 | 10.86%
43521 | Gravity mains | CASE162621WW | Reticulation at BOX HILL | 2019-02-25 | 2018-19 |  |  | 76.38% | 1.4877 | metres | 812.2293 | 1208.3554 | 100.2228 | 10.86%
43521 | Gravity mains | CASE162621WW | Reticulation at BOX HILL | 2019-02-25 | 2018-19 |  |  | 76.38% | 43.9549 | metres | 3592.3639 | 157902.1467 | 13096.6447 | 10.86%
43679 | Gravity mains | CASE171903WW | Reticulation at MARSDEN PARK | 2019-08-02 | 2019-20 |  |  | 76.38% | 85.9869 | metres | 3336.402 | 286886.821 | 26423.2442 | 12.06%
43679 | Gravity mains | CASE171903WW | Reticulation at MARSDEN PARK | 2019-08-02 | 2019-20 |  |  | 76.38% | 86.0453 | metres | 3592.3639 | 309105.9771 | 28469.7034 | 12.06%
43679 | Gravity mains | CASE171903WW | Reticulation at MARSDEN PARK | 2019-08-02 | 2019-20 |  |  | 76.38% | 18.1102 | metres | 812.2293 | 14709.6573 | 1354.8091 | 12.06%
43679 | Gravity mains | CASE171903WW | Reticulation at MARSDEN PARK | 2019-08-02 | 2019-20 |  |  | 76.38% | 29.4428 | metres | 812.2293 | 23914.2801 | 2202.5859 | 12.06%
43679 | Gravity mains | CASE171903WW | Reticulation at MARSDEN PARK | 2019-08-02 | 2019-20 |  |  | 76.38% | 8.4453 | metres | 3336.402 | 28176.9229 | 2595.1897 | 12.06%
43679 | Gravity mains | CASE171903WW | Reticulation at MARSDEN PARK | 2019-08-02 | 2019-20 |  |  | 76.38% | 43.1734 | metres | 812.2293 | 35066.7245 | 3229.7636 | 12.06%
43679 | Gravity mains | CASE171903WW | Reticulation at MARSDEN PARK | 2019-08-02 | 2019-20 |  |  | 76.38% | 14.8358 | metres | 3336.402 | 49498.2283 | 4558.9538 | 12.06%
43679 | Gravity mains | CASE171903WW | Reticulation at MARSDEN PARK | 2019-08-02 | 2019-20 |  |  | 76.38% | 8.4353 | metres | 812.2293 | 6851.4372 | 631.0405 | 12.06%
43679 | Gravity mains | CASE171903WW | Reticulation at MARSDEN PARK | 2019-08-02 | 2019-20 |  |  | 76.38% | 7.1034 | metres | 812.2293 | 5769.5966 | 531.3993 | 12.06%
43679 | Gravity mains | CASE171903WW | Reticulation at MARSDEN PARK | 2019-08-02 | 2019-20 |  |  | 76.38% | 5.2839 | metres | 812.2293 | 4291.7104 | 395.281 | 12.06%
43679 | Gravity mains | CASE171903WW | Reticulation at MARSDEN PARK | 2019-08-02 | 2019-20 |  |  | 76.38% | 1.9792 | metres | 812.2293 | 1607.594 | 148.0648 | 12.06%
43679 | Gravity mains | CASE171903WW | Reticulation at MARSDEN PARK | 2019-08-02 | 2019-20 |  |  | 76.38% | 20.5421 | metres | 950.8722 | 19532.8987 | 1799.0459 | 12.06%
43679 | Gravity mains | CASE171903WW | Reticulation at MARSDEN PARK | 2019-08-02 | 2019-20 |  |  | 76.38% | 73.3338 | metres | 3336.402 | 244671.1469 | 22535.0382 | 12.06%
43679 | Gravity mains | CASE171903WW | Reticulation at MARSDEN PARK | 2019-08-02 | 2019-20 |  |  | 76.38% | 37.0881 | metres | 3336.402 | 123740.668 | 11396.933 | 12.06%
43679 | Gravity mains | CASE171903WW | Reticulation at MARSDEN PARK | 2019-08-02 | 2019-20 |  |  | 76.38% | 23.6747 | metres | 3336.402 | 78988.2199 | 7275.0816 | 12.06%
43679 | Gravity mains | CASE171903WW | Reticulation at MARSDEN PARK | 2019-08-02 | 2019-20 |  |  | 76.38% | 40.5613 | metres | 812.2293 | 32945.1112 | 3034.3559 | 12.06%
43679 | Gravity mains | CASE171903WW | Reticulation at MARSDEN PARK | 2019-08-02 | 2019-20 |  |  | 76.38% | 44.2389 | metres | 3336.402 | 147598.9164 | 13594.3582 | 12.06%
43679 | Gravity mains | CASE171903WW | Reticulation at MARSDEN PARK | 2019-08-02 | 2019-20 |  |  | 76.38% | 22.8481 | metres | 3336.402 | 76230.5488 | 7021.0908 | 12.06%
43679 | Gravity mains | CASE171903WW | Reticulation at MARSDEN PARK | 2019-08-02 | 2019-20 |  |  | 76.38% | 28.0562 | metres | 812.2293 | 22788.0701 | 2098.8581 | 12.06%
43679 | Gravity mains | CASE171903WW | Reticulation at MARSDEN PARK | 2019-08-02 | 2019-20 |  |  | 76.38% | 21.4538 | metres | 812.2293 | 17425.4215 | 1604.9401 | 12.06%
43679 | Gravity mains | CASE171903WW | Reticulation at MARSDEN PARK | 2019-08-02 | 2019-20 |  |  | 76.38% | 15.5373 | metres | 3336.402 | 51838.5821 | 4774.5083 | 12.06%
43679 | Gravity mains | CASE171903WW | Reticulation at MARSDEN PARK | 2019-08-02 | 2019-20 |  |  | 76.38% | 5.7611 | metres | 812.2293 | 4679.2939 | 430.9788 | 12.06%
43679 | Gravity mains | CASE171903WW | Reticulation at MARSDEN PARK | 2019-08-02 | 2019-20 |  |  | 76.38% | 21.1714 | metres | 812.2293 | 17196.0234 | 1583.8118 | 12.06%
43679 | Gravity mains | CASE171903WW | Reticulation at MARSDEN PARK | 2019-08-02 | 2019-20 |  |  | 76.38% | 28.1915 | metres | 812.2293 | 22897.9725 | 2108.9805 | 12.06%
43679 | Gravity mains | CASE171903WW | Reticulation at MARSDEN PARK | 2019-08-02 | 2019-20 |  |  | 76.38% | 45.9279 | metres | 812.2293 | 37303.9878 | 3435.8231 | 12.06%
43679 | Gravity mains | CASE171903WW | Reticulation at MARSDEN PARK | 2019-08-02 | 2019-20 |  |  | 76.38% | 37.9616 | metres | 812.2293 | 30833.5607 | 2839.875 | 12.06%
43679 | Gravity mains | CASE171903WW | Reticulation at MARSDEN PARK | 2019-08-02 | 2019-20 |  |  | 76.38% | 17.6041 | metres | 3336.402 | 58734.3453 | 5409.6314 | 12.06%
43679 | Gravity mains | CASE171903WW | Reticulation at MARSDEN PARK | 2019-08-02 | 2019-20 |  |  | 76.38% | 4.9212 | metres | 812.2293 | 3997.1737 | 368.1532 | 12.06%
43679 | Gravity mains | CASE171903WW | Reticulation at MARSDEN PARK | 2019-08-02 | 2019-20 |  |  | 76.38% | 35.8933 | metres | 3592.3639 | 128941.6543 | 11875.9614 | 12.06%
43679 | Gravity mains | CASE171903WW | Reticulation at MARSDEN PARK | 2019-08-02 | 2019-20 |  |  | 76.38% | 67.1008 | metres | 812.2293 | 54501.2244 | 5019.7467 | 12.06%
43679 | Gravity mains | CASE171903WW | Reticulation at MARSDEN PARK | 2019-08-02 | 2019-20 |  |  | 76.38% | 65.2318 | metres | 3336.402 | 217639.6435 | 20045.3455 | 12.06%
43679 | Gravity mains | CASE171903WW | Reticulation at MARSDEN PARK | 2019-08-02 | 2019-20 |  |  | 76.38% | 33.8985 | metres | 3592.3639 | 121775.6626 | 11215.9494 | 12.06%
43679 | Gravity mains | CASE171903WW | Reticulation at MARSDEN PARK | 2019-08-02 | 2019-20 |  |  | 76.38% | 29.6539 | metres | 950.8722 | 28197.0712 | 2597.0454 | 12.06%
43679 | Gravity mains | CASE171903WW | Reticulation at MARSDEN PARK | 2019-08-02 | 2019-20 |  |  | 76.38% | 10.586 | metres | 812.2293 | 8598.244 | 791.9273 | 12.06%
43679 | Gravity mains | CASE171903WW | Reticulation at MARSDEN PARK | 2019-08-02 | 2019-20 |  |  | 76.38% | 74.3452 | metres | 3592.3639 | 267074.9058 | 24598.4999 | 12.06%
43679 | Gravity mains | CASE171903WW | Reticulation at MARSDEN PARK | 2019-08-02 | 2019-20 |  |  | 76.38% | 3.4268 | metres | 812.2293 | 2783.3112 | 256.3524 | 12.06%
43679 | Gravity mains | CASE171903WW | Reticulation at MARSDEN PARK | 2019-08-02 | 2019-20 |  |  | 76.38% | 37.9404 | metres | 812.2293 | 30816.318 | 2838.2869 | 12.06%
43679 | Gravity mains | CASE171903WW | Reticulation at MARSDEN PARK | 2019-08-02 | 2019-20 |  |  | 76.38% | 12.6621 | metres | 812.2293 | 10284.5275 | 947.2397 | 12.06%
43679 | Gravity mains | CASE171903WW | Reticulation at MARSDEN PARK | 2019-08-02 | 2019-20 |  |  | 76.38% | 31.1351 | metres | 950.8722 | 29605.492 | 2726.7657 | 12.06%
43679 | Gravity mains | CASE171903WW | Reticulation at MARSDEN PARK | 2019-08-02 | 2019-20 |  |  | 76.38% | 92.5446 | metres | 3592.3639 | 332453.8293 | 30620.1194 | 12.06%
43679 | Gravity mains | CASE171903WW | Reticulation at MARSDEN PARK | 2019-08-02 | 2019-20 |  |  | 76.38% | 19.1106 | metres | 3336.402 | 63760.7701 | 5872.5821 | 12.06%
43679 | Gravity mains | CASE171903WW | Reticulation at MARSDEN PARK | 2019-08-02 | 2019-20 |  |  | 76.38% | 19.962 | metres | 812.2293 | 16213.7594 | 1493.342 | 12.06%
43679 | Gravity mains | CASE171903WW | Reticulation at MARSDEN PARK | 2019-08-02 | 2019-20 |  |  | 76.38% | 6.4981 | metres | 812.2293 | 5277.9668 | 486.1185 | 12.06%
43679 | Gravity mains | CASE171903WW | Reticulation at MARSDEN PARK | 2019-08-02 | 2019-20 |  |  | 76.38% | 11.3397 | metres | 812.2293 | 9210.475 | 848.3158 | 12.06%
43679 | Gravity mains | CASE171903WW | Reticulation at MARSDEN PARK | 2019-08-02 | 2019-20 |  |  | 76.38% | 22.5645 | metres | 3592.3639 | 81059.7766 | 7465.8789 | 12.06%
43679 | Gravity mains | CASE171903WW | Reticulation at MARSDEN PARK | 2019-08-02 | 2019-20 |  |  | 76.38% | 20.1725 | metres | 3336.402 | 67303.4364 | 6198.8736 | 12.06%
43679 | Gravity mains | CASE171903WW | Reticulation at MARSDEN PARK | 2019-08-02 | 2019-20 |  |  | 76.38% | 6.3352 | metres | 950.8722 | 6023.93 | 554.8243 | 12.06%
43679 | Gravity mains | CASE171903WW | Reticulation at MARSDEN PARK | 2019-08-02 | 2019-20 |  |  | 76.38% | 32.6388 | metres | 3592.3639 | 117250.3223 | 10799.1503 | 12.06%
43679 | Gravity mains | CASE171903WW | Reticulation at MARSDEN PARK | 2019-08-02 | 2019-20 |  |  | 76.38% | 21.0814 | metres | 812.2293 | 17122.9396 | 1577.0805 | 12.06%
43679 | Gravity mains | CASE171903WW | Reticulation at MARSDEN PARK | 2019-08-02 | 2019-20 |  |  | 76.38% | 9.6649 | metres | 812.2293 | 7850.1152 | 723.0221 | 12.06%
43679 | Gravity mains | CASE171903WW | Reticulation at MARSDEN PARK | 2019-08-02 | 2019-20 |  |  | 76.38% | 5.7202 | metres | 812.2293 | 4646.1156 | 427.9229 | 12.06%
43679 | Gravity mains | CASE171903WW | Reticulation at MARSDEN PARK | 2019-08-02 | 2019-20 |  |  | 76.38% | 32.5295 | metres | 950.8722 | 30931.4394 | 2848.8899 | 12.06%
43679 | Gravity mains | CASE171903WW | Reticulation at MARSDEN PARK | 2019-08-02 | 2019-20 |  |  | 76.38% | 53.0274 | metres | 812.2293 | 43070.4262 | 3966.9316 | 12.06%
43679 | Gravity mains | CASE171903WW | Reticulation at MARSDEN PARK | 2019-08-02 | 2019-20 |  |  | 76.38% | 49.5502 | metres | 812.2293 | 40246.1134 | 3706.8028 | 12.06%
43679 | Gravity mains | CASE171903WW | Reticulation at MARSDEN PARK | 2019-08-02 | 2019-20 |  |  | 76.38% | 85.2058 | metres | 950.8722 | 81019.8242 | 7462.1992 | 12.06%
43679 | Gravity mains | CASE171903WW | Reticulation at MARSDEN PARK | 2019-08-02 | 2019-20 |  |  | 76.38% | 26.5466 | metres | 3875.3912 | 102878.602 | 9475.4664 | 12.06%
43679 | Gravity mains | CASE171903WW | Reticulation at MARSDEN PARK | 2019-08-02 | 2019-20 |  |  | 76.38% | 6.1539 | metres | 950.8722 | 5851.5437 | 538.9469 | 12.06%
43679 | Gravity mains | CASE171903WW | Reticulation at MARSDEN PARK | 2019-08-02 | 2019-20 |  |  | 76.38% | 22.6417 | metres | 3592.3639 | 81337.1115 | 7491.4224 | 12.06%
43679 | Gravity mains | CASE171903WW | Reticulation at MARSDEN PARK | 2019-08-02 | 2019-20 |  |  | 76.38% | 8.6719 | metres | 812.2293 | 7043.5429 | 648.7341 | 12.06%
43679 | Gravity mains | CASE171903WW | Reticulation at MARSDEN PARK | 2019-08-02 | 2019-20 |  |  | 76.38% | 62.8212 | metres | 3592.3639 | 225676.6537 | 20785.5812 | 12.06%
43679 | Gravity mains | CASE171903WW | Reticulation at MARSDEN PARK | 2019-08-02 | 2019-20 |  |  | 76.38% | 77.1864 | metres | 950.8722 | 73394.4171 | 6759.8735 | 12.06%
43679 | Gravity mains | CASE171903WW | Reticulation at MARSDEN PARK | 2019-08-02 | 2019-20 |  |  | 76.38% | 54.1705 | metres | 812.2293 | 43998.8758 | 4052.4449 | 12.06%
43679 | Gravity mains | CASE171903WW | Reticulation at MARSDEN PARK | 2019-08-02 | 2019-20 |  |  | 76.38% | 70.1944 | metres | 3592.3639 | 252163.7856 | 23225.1355 | 12.06%
43362 | Gravity mains | CASE162372WW | Reticulation at SCHOFIELDS | 2018-09-19 | 2018-19 |  |  | 76.38% | 21.6636 | metres | 3875.3912 | 83954.8362 | 14391.6805 | 22.44%
43362 | Gravity mains | CASE162372WW | Reticulation at SCHOFIELDS | 2018-09-19 | 2018-19 |  |  | 76.38% | 42.7846 | metres | 1162.6195 | 49742.1959 | 8526.8916 | 22.44%
43362 | Gravity mains | CASE162372WW | Reticulation at SCHOFIELDS | 2018-09-19 | 2018-19 |  |  | 76.38% | 45.0556 | metres | 1162.6195 | 52382.473 | 8979.4924 | 22.44%
43362 | Gravity mains | CASE162372WW | Reticulation at SCHOFIELDS | 2018-09-19 | 2018-19 |  |  | 76.38% | 17.0444 | metres | 1162.6195 | 19816.1047 | 3396.9103 | 22.44%
43362 | Gravity mains | CASE162372WW | Reticulation at SCHOFIELDS | 2018-09-19 | 2018-19 |  |  | 76.38% | 65.8617 | metres | 3875.3912 | 255240.0062 | 43753.675 | 22.44%
43362 | Gravity mains | CASE162372WW | Reticulation at SCHOFIELDS | 2018-09-19 | 2018-19 |  |  | 76.38% | 59.0908 | metres | 3875.3912 | 228999.8123 | 39255.5364 | 22.44%
43362 | Gravity mains | CASE162372WW | Reticulation at SCHOFIELDS | 2018-09-19 | 2018-19 |  |  | 76.38% | 22.0911 | metres | 3592.3639 | 79359.3787 | 13603.9194 | 22.44%
43362 | Gravity mains | CASE162372WW | Reticulation at SCHOFIELDS | 2018-09-19 | 2018-19 |  |  | 76.38% | 64.2138 | metres | 1162.6195 | 74656.1829 | 12797.6896 | 22.44%
43362 | Gravity mains | CASE162372WW | Reticulation at SCHOFIELDS | 2018-09-19 | 2018-19 |  |  | 76.38% | 16.4345 | metres | 1162.6195 | 19107.0205 | 3275.3579 | 22.44%
43362 | Gravity mains | CASE162372WW | Reticulation at SCHOFIELDS | 2018-09-19 | 2018-19 |  |  | 76.38% | 94.7929 | metres | 1162.6195 | 110208.0513 | 18892.0512 | 22.44%
43362 | Gravity mains | CASE162372WW | Reticulation at SCHOFIELDS | 2018-09-19 | 2018-19 |  |  | 76.38% | 60.2907 | metres | 1162.6195 | 70095.0864 | 12015.8187 | 22.44%
43362 | Gravity mains | CASE162372WW | Reticulation at SCHOFIELDS | 2018-09-19 | 2018-19 |  |  | 76.38% | 122.4939 | metres | 3875.3912 | 474711.8179 | 81375.9054 | 22.44%
43362 | Gravity mains | CASE162372WW | Reticulation at SCHOFIELDS | 2018-09-19 | 2018-19 |  |  | 76.38% | 74.5506 | metres | 1162.6195 | 86673.9884 | 14857.8022 | 22.44%
43362 | Gravity mains | CASE162372WW | Reticulation at SCHOFIELDS | 2018-09-19 | 2018-19 |  |  | 76.38% | 37.8405 | metres | 1162.6195 | 43994.0528 | 7541.5352 | 22.44%
43362 | Gravity mains | CASE162372WW | Reticulation at SCHOFIELDS | 2018-09-19 | 2018-19 |  |  | 76.38% | 8.0182 | metres | 1162.6195 | 9322.1065 | 1598.0113 | 22.44%
42634 | Gravity mains | CASE148255WW | Reticulation at BOX HILL | 2016-09-21 | 2016-17 |  |  | 76.38% | 28.5969 | metres | 3336.402 | 95410.6208 | 16845.3978 | 23.11%
42634 | Gravity mains | CASE148255WW | Reticulation at BOX HILL | 2016-09-21 | 2016-17 |  |  | 76.38% | 21.8443 | metres | 3336.402 | 72881.4542 | 12867.7193 | 23.11%
42634 | Gravity mains | CASE148255WW | Reticulation at BOX HILL | 2016-09-21 | 2016-17 |  |  | 76.38% | 21.9235 | metres | 3336.402 | 73145.5857 | 12914.3535 | 23.11%
42634 | Gravity mains | CASE148255WW | Reticulation at BOX HILL | 2016-09-21 | 2016-17 |  |  | 76.38% | 14.6541 | metres | 812.2293 | 11902.5022 | 2101.4682 | 23.11%
42634 | Gravity mains | CASE148255WW | Reticulation at BOX HILL | 2016-09-21 | 2016-17 |  |  | 76.38% | 40.0157 | metres | 950.8722 | 38049.8118 | 6717.9546 | 23.11%
42634 | Gravity mains | CASE148255WW | Reticulation at BOX HILL | 2016-09-21 | 2016-17 |  |  | 76.38% | 111.118 | metres | 3336.402 | 370734.2815 | 65455.6735 | 23.11%
42634 | Gravity mains | CASE148255WW | Reticulation at BOX HILL | 2016-09-21 | 2016-17 |  |  | 76.38% | 90.6 | metres | 950.8722 | 86149.0602 | 15210.2059 | 23.11%
42634 | Gravity mains | CASE148255WW | Reticulation at BOX HILL | 2016-09-21 | 2016-17 |  |  | 76.38% | 75.1965 | metres | 812.2293 | 61076.832 | 10783.5325 | 23.11%
42634 | Gravity mains | CASE148255WW | Reticulation at BOX HILL | 2016-09-21 | 2016-17 |  |  | 76.38% | 96.9635 | metres | 950.8722 | 92199.9412 | 16278.5303 | 23.11%
42634 | Gravity mains | CASE148255WW | Reticulation at BOX HILL | 2016-09-21 | 2016-17 |  |  | 76.38% | 28.5643 | metres | 3336.402 | 95301.8299 | 16826.19 | 23.11%
42634 | Gravity mains | CASE148255WW | Reticulation at BOX HILL | 2016-09-21 | 2016-17 |  |  | 76.38% | 23.1653 | metres | 3336.402 | 77288.646 | 13645.8391 | 23.11%
42634 | Gravity mains | CASE148255WW | Reticulation at BOX HILL | 2016-09-21 | 2016-17 |  |  | 76.38% | 23.4232 | metres | 812.2293 | 19025.0114 | 3358.9959 | 23.11%
44082 | Gravity mains | CASE152841WW | Reticulation at RIVERSTONE | 2020-09-08 | 2020-21 |  |  | 76.38% | 71.7147 | metres | 3336.402 | 239268.9381 | 42997.867 | 23.53%
44082 | Gravity mains | CASE152841WW | Reticulation at GRANTHAM FARM | 2020-09-08 | 2020-21 |  |  | 76.38% | 56.7854 | metres | 812.2293 | 46122.7733 | 8288.5012 | 23.53%
44082 | Gravity mains | CASE152841WW | Reticulation at GRANTHAM FARM | 2020-09-08 | 2020-21 |  |  | 76.38% | 35.1423 | metres | 812.2293 | 28543.6119 | 5129.4348 | 23.53%
44082 | Gravity mains | CASE152841WW | Reticulation at GRANTHAM FARM | 2020-09-08 | 2020-21 |  |  | 76.38% | 15.0605 | metres | 812.2293 | 12232.5976 | 2198.2611 | 23.53%
43985 | Gravity mains | CASE171344WW | Reticulation at RIVERSTONE | 2020-06-03 | 2019-20 |  |  | 76.38% | 72.9641 | metres | 950.8722 | 69379.562 | 12995.9053 | 24.52%
41898 | Gravity mains | CASE124399WW | Reticulation Low Infiltration Sewer at RIVERSTONE | 2014-09-16 | 2014-15 |  |  | 76.38% | 87.6466 | metres | 3875.3912 | 339664.8248 | 67582.2811 | 26.05%
41898 | Gravity mains | CASE124399WW | Reticulation Low Infiltration Sewer at RIVERSTONE | 2014-09-16 | 2014-15 |  |  | 76.38% | 37.9504 | metres | 3875.3912 | 147072.5439 | 29262.6651 | 26.05%
41898 | Gravity mains | CASE124399WW | Reticulation Low Infiltration Sewer at RIVERSTONE | 2014-09-16 | 2014-15 |  |  | 76.38% | 12.7741 | metres | 3875.3912 | 49504.5825 | 9849.806 | 26.05%
41898 | Gravity mains | CASE124399WW | Reticulation Low Infiltration Sewer at RIVERSTONE | 2014-09-16 | 2014-15 |  |  | 76.38% | 100.7001 | metres | 3875.3912 | 390252.1269 | 77647.5131 | 26.05%
41898 | Gravity mains | CASE124399WW | Reticulation Low Infiltration Sewer at RIVERSTONE | 2014-09-16 | 2014-15 |  |  | 76.38% | 25.358 | metres | 3875.3912 | 98272.2075 | 19552.9813 | 26.05%
41898 | Gravity mains | CASE124399WW | Reticulation Low Infiltration Sewer at RIVERSTONE | 2014-09-16 | 2014-15 |  |  | 76.38% | 78.6509 | metres | 1162.6195 | 91441.0856 | 18193.8096 | 26.05%
41898 | Gravity mains | CASE124399WW | Reticulation Low Infiltration Sewer at RIVERSTONE | 2014-09-16 | 2014-15 |  |  | 76.38% | 79.301 | metres | 3875.3912 | 307322.2403 | 61147.156 | 26.05%
41898 | Gravity mains | CASE124399WW | Reticulation Low Infiltration Sewer at RIVERSTONE | 2014-09-16 | 2014-15 |  |  | 76.38% | 12.2235 | metres | 1162.6195 | 14211.2481 | 2827.5773 | 26.05%
41898 | Gravity mains | CASE124399WW | Reticulation Low Infiltration Sewer at SCHOFIELDS | 2014-09-16 | 2014-15 |  |  | 76.38% | 64.5536 | metres | 950.8722 | 61382.2403 | 12213.0745 | 26.05%
41898 | Gravity mains | CASE124399WW | Reticulation Low Infiltration Sewer at TALLAWONG | 2014-09-16 | 2014-15 |  |  | 76.38% | 66.5806 | metres | 3592.3639 | 239181.7362 | 47589.4063 | 26.05%
41898 | Gravity mains | CASE124399WW | Reticulation Low Infiltration Sewer at TALLAWONG | 2014-09-16 | 2014-15 |  |  | 76.38% | 6.9231 | metres | 3336.402 | 23098.1678 | 4595.7861 | 26.05%
41898 | Gravity mains | CASE124399WW | Reticulation Low Infiltration Sewer at RIVERSTONE | 2014-09-16 | 2014-15 |  |  | 76.38% | 45.9774 | metres | 3592.3639 | 165167.6628 | 32863.0067 | 26.05%
41898 | Gravity mains | CASE124399WW | Reticulation Low Infiltration Sewer at SCHOFIELDS | 2014-09-16 | 2014-15 |  |  | 76.38% | 21.9898 | metres | 950.8722 | 20909.5046 | 4160.3131 | 26.05%
41898 | Gravity mains | CASE124399WW | Reticulation Low Infiltration Sewer at RIVERSTONE | 2014-09-16 | 2014-15 |  |  | 76.38% | 96.9829 | metres | 3592.3639 | 348397.8301 | 69319.8659 | 26.05%
41898 | Gravity mains | CASE124399WW | Reticulation Low Infiltration Sewer at RIVERSTONE | 2014-09-16 | 2014-15 |  |  | 76.38% | 33.9789 | metres | 3875.3912 | 131681.5994 | 26200.3664 | 26.05%
41898 | Gravity mains | CASE124399WW | Reticulation Low Infiltration Sewer at RIVERSTONE | 2014-09-16 | 2014-15 |  |  | 76.38% | 3.0288 | metres | 1162.6195 | 3521.3555 | 700.6355 | 26.05%
41898 | Gravity mains | CASE124399WW | Reticulation Low Infiltration Sewer at RIVERSTONE | 2014-09-16 | 2014-15 |  |  | 76.38% | 77.9622 | metres | 3592.3639 | 280068.7484 | 55724.5953 | 26.05%
41898 | Gravity mains | CASE124399WW | Reticulation Low Infiltration Sewer at RIVERSTONE | 2014-09-16 | 2014-15 |  |  | 76.38% | 8.0088 | metres | 3592.3639 | 28770.5874 | 5724.4135 | 26.05%
41898 | Gravity mains | CASE124399WW | Reticulation Low Infiltration Sewer at RIVERSTONE | 2014-09-16 | 2014-15 |  |  | 76.38% | 121.9698 | metres | 3875.3912 | 472680.5783 | 94048.1009 | 26.05%
41898 | Gravity mains | CASE124399WW | Reticulation Low Infiltration Sewer at TALLAWONG | 2014-09-16 | 2014-15 |  |  | 76.38% | 81.4948 | metres | 3336.402 | 271899.3944 | 54099.1588 | 26.05%
41898 | Gravity mains | CASE124399WW | Reticulation Low Infiltration Sewer at TALLAWONG | 2014-09-16 | 2014-15 |  |  | 76.38% | 91.4964 | metres | 3592.3639 | 328688.4063 | 65398.3299 | 26.05%
41898 | Gravity mains | CASE124399WW | Reticulation Low Infiltration Sewer at TALLAWONG | 2014-09-16 | 2014-15 |  |  | 76.38% | 40.3591 | metres | 3592.3639 | 144984.4304 | 28847.1982 | 26.05%
41898 | Gravity mains | CASE124399WW | Reticulation Low Infiltration Sewer at TALLAWONG | 2014-09-16 | 2014-15 |  |  | 76.38% | 17.1646 | metres | 812.2293 | 13941.571 | 2773.9204 | 26.05%
41898 | Gravity mains | CASE124399WW | Reticulation Low Infiltration Sewer at TALLAWONG | 2014-09-16 | 2014-15 |  |  | 76.38% | 21.7694 | metres | 3592.3639 | 78203.584 | 15559.9762 | 26.05%
42149 | Gravity mains | CASE136809WW | Reticulation Low Infiltration Sewer at RIVERSTONE | 2015-05-25 | 2014-15 |  |  | 76.38% | 71.4899 | metres | 1162.6195 | 83115.5877 | 30422.3828 | 47.92%
42149 | Gravity mains | CASE136809WW | Reticulation Low Infiltration Sewer at RIVERSTONE | 2015-05-25 | 2014-15 |  |  | 76.38% | 121.5963 | metres | 3875.3912 | 471233.0567 | 172483.0788 | 47.92%
42149 | Gravity mains | CASE136809WW | Reticulation Low Infiltration Sewer at RIVERSTONE | 2015-05-25 | 2014-15 |  |  | 76.38% | 30.3139 | metres | 1162.6195 | 35243.5252 | 12900.0113 | 47.92%
42149 | Gravity mains | CASE136809WW | Reticulation Low Infiltration Sewer at RIVERSTONE | 2015-05-25 | 2014-15 |  |  | 76.38% | 19.4223 | metres | 812.2293 | 15775.3903 | 5774.1872 | 47.92%
42149 | Gravity mains | CASE136809WW | Reticulation Low Infiltration Sewer at RIVERSTONE | 2015-05-25 | 2014-15 |  |  | 76.38% | 15.5918 | metres | 3336.402 | 52020.4796 | 19040.796 | 47.92%
42149 | Gravity mains | CASE136809WW | Reticulation Low Infiltration Sewer at RIVERSTONE | 2015-05-25 | 2014-15 |  |  | 76.38% | 6.702 | metres | 812.2293 | 5443.5282 | 1992.4674 | 47.92%
42779 | Gravity mains | CASE143220WW | Reticulation at SCHOFIELDS | 2017-02-13 | 2016-17 |  |  | 76.38% | 75.4858 | metres | 3592.3639 | 271172.4503 | 102048.9444 | 49.27%
42779 | Gravity mains | CASE143220WW | Reticulation at SCHOFIELDS | 2017-02-13 | 2016-17 |  |  | 76.38% | 49.2653 | metres | 3592.3639 | 176978.7269 | 66601.5011 | 49.27%
42779 | Gravity mains | CASE143220WW | Reticulation at SCHOFIELDS | 2017-02-13 | 2016-17 |  |  | 76.38% | 87.2811 | metres | 3592.3639 | 313545.4091 | 117994.9438 | 49.27%
44069 | Gravity mains | CASE182313WW | Reticulation at MELONBA | 2020-08-26 | 2020-21 |  |  | 76.38% | 42.0059 | metres | 3336.402 | 140148.4477 | 53195.9351 | 49.69%
44069 | Gravity mains | CASE182313WW | Reticulation at MELONBA | 2020-08-26 | 2020-21 |  |  | 76.38% | 54.1099 | metres | 3336.402 | 180532.2495 | 68524.354 | 49.69%
44069 | Gravity mains | CASE182313WW | Reticulation at MELONBA | 2020-08-26 | 2020-21 |  |  | 76.38% | 38.059 | metres | 812.2293 | 30912.6564 | 11733.4704 | 49.69%
44069 | Gravity mains | CASE182313WW | Reticulation at MELONBA | 2020-08-26 | 2020-21 |  |  | 76.38% | 6.3266 | metres | 3336.402 | 21107.9713 | 8011.9209 | 49.69%
44069 | Gravity mains | CASE182313WW | Reticulation at MELONBA | 2020-08-26 | 2020-21 |  |  | 76.38% | 6.1223 | metres | 3336.402 | 20426.5383 | 7753.2704 | 49.69%
44069 | Gravity mains | CASE182313WW | Reticulation at MELONBA | 2020-08-26 | 2020-21 |  |  | 76.38% | 16.9362 | metres | 3336.402 | 56506.0414 | 21447.913 | 49.69%
44069 | Gravity mains | CASE182313WW | Reticulation at MELONBA | 2020-08-26 | 2020-21 |  |  | 76.38% | 20.6919 | metres | 3336.402 | 69036.629 | 26204.1293 | 49.69%
44069 | Gravity mains | CASE182313WW | Reticulation at MELONBA | 2020-08-26 | 2020-21 |  |  | 76.38% | 6.2413 | metres | 3336.402 | 20823.4188 | 7903.9137 | 49.69%
44069 | Gravity mains | CASE182313WW | Reticulation at MELONBA | 2020-08-26 | 2020-21 |  |  | 76.38% | 48.4448 | metres | 812.2293 | 39348.2946 | 14935.3729 | 49.69%
44069 | Gravity mains | CASE182313WW | Reticulation at MELONBA | 2020-08-26 | 2020-21 |  |  | 76.38% | 89.2715 | metres | 3336.402 | 297845.6944 | 113052.8415 | 49.69%
44069 | Gravity mains | CASE182313WW | Reticulation at MELONBA | 2020-08-26 | 2020-21 |  |  | 76.38% | 89.4394 | metres | 3336.402 | 298405.8145 | 113265.4454 | 49.69%
44069 | Gravity mains | CASE182313WW | Reticulation at MELONBA | 2020-08-26 | 2020-21 |  |  | 76.38% | 17.8078 | metres | 3336.402 | 59414.0124 | 22551.6872 | 49.69%
44069 | Gravity mains | CASE182313WW | Reticulation at MELONBA | 2020-08-26 | 2020-21 |  |  | 76.38% | 6.4325 | metres | 3336.402 | 21461.4504 | 8146.0904 | 49.69%
44069 | Gravity mains | CASE182313WW | Reticulation at MELONBA | 2020-08-26 | 2020-21 |  |  | 76.38% | 41.9182 | metres | 3336.402 | 139855.8746 | 53084.8836 | 49.69%
44069 | Gravity mains | CASE182313WW | Reticulation at MELONBA | 2020-08-26 | 2020-21 |  |  | 76.38% | 6.0327 | metres | 3336.402 | 20127.3713 | 7639.716 | 49.69%
44069 | Gravity mains | CASE182313WW | Reticulation at MELONBA | 2020-08-26 | 2020-21 |  |  | 76.38% | 67.7175 | metres | 812.2293 | 55002.1604 | 20877.0872 | 49.69%
44069 | Gravity mains | CASE182313WW | Reticulation at MELONBA | 2020-08-26 | 2020-21 |  |  | 76.38% | 28.3962 | metres | 3336.402 | 94741.0485 | 35960.717 | 49.69%
44069 | Gravity mains | CASE182313WW | Reticulation at MELONBA | 2020-08-26 | 2020-21 |  |  | 76.38% | 20.0489 | metres | 3336.402 | 66891.1554 | 25389.7751 | 49.69%
44069 | Gravity mains | CASE182313WW | Reticulation at MELONBA | 2020-08-26 | 2020-21 |  |  | 76.38% | 6.4043 | metres | 3336.402 | 21367.1561 | 8110.2992 | 49.69%
44069 | Gravity mains | CASE182313WW | Reticulation at MELONBA | 2020-08-26 | 2020-21 |  |  | 76.38% | 59.8109 | metres | 3336.402 | 199553.1206 | 75744.0773 | 49.69%
44069 | Gravity mains | CASE182313WW | Reticulation at MELONBA | 2020-08-26 | 2020-21 |  |  | 76.38% | 9.8942 | metres | 3336.402 | 33010.9932 | 12529.933 | 49.69%
44069 | Gravity mains | CASE182313WW | Reticulation at MELONBA | 2020-08-26 | 2020-21 |  |  | 76.38% | 23.3358 | metres | 3336.402 | 77857.6139 | 29552.2972 | 49.69%
44069 | Gravity mains | CASE182313WW | Reticulation at MELONBA | 2020-08-26 | 2020-21 |  |  | 76.38% | 42.2196 | metres | 3336.402 | 140861.4306 | 53466.561 | 49.69%
44069 | Gravity mains | CASE182313WW | Reticulation at MELONBA | 2020-08-26 | 2020-21 |  |  | 76.38% | 65.3435 | metres | 812.2293 | 53073.9314 | 20145.1922 | 49.69%
44069 | Gravity mains | CASE182313WW | Reticulation at MELONBA | 2020-08-26 | 2020-21 |  |  | 76.38% | 60.3705 | metres | 950.8722 | 57404.5995 | 21788.9773 | 49.69%
44069 | Gravity mains | CASE182313WW | Reticulation at MELONBA | 2020-08-26 | 2020-21 |  |  | 76.38% | 68.6936 | metres | 3336.402 | 229189.4158 | 86993.0813 | 49.69%
44069 | Gravity mains | CASE182313WW | Reticulation at MELONBA | 2020-08-26 | 2020-21 |  |  | 76.38% | 52.39 | metres | 812.2293 | 42552.673 | 16151.654 | 49.69%
44069 | Gravity mains | CASE182313WW | Reticulation at MELONBA | 2020-08-26 | 2020-21 |  |  | 76.38% | 50.5737 | metres | 3336.402 | 168734.0992 | 64046.1478 | 49.69%
44069 | Gravity mains | CASE182313WW | Reticulation at MELONBA | 2020-08-26 | 2020-21 |  |  | 76.38% | 45.2517 | metres | 3592.3639 | 162560.654 | 61702.9026 | 49.69%
44069 | Gravity mains | CASE182313WW | Reticulation at MELONBA | 2020-08-26 | 2020-21 |  |  | 76.38% | 75.8163 | metres | 3592.3639 | 272359.6043 | 103379.1247 | 49.69%
44069 | Gravity mains | CASE182313WW | Reticulation at MELONBA | 2020-08-26 | 2020-21 |  |  | 76.38% | 18.5129 | metres | 3336.402 | 61766.3121 | 23444.546 | 49.69%
44069 | Gravity mains | CASE182313WW | Reticulation at MELONBA | 2020-08-26 | 2020-21 |  |  | 76.38% | 39.9439 | metres | 3336.402 | 133268.7543 | 50584.6203 | 49.69%
44069 | Gravity mains | CASE182313WW | Reticulation at MELONBA | 2020-08-26 | 2020-21 |  |  | 76.38% | 22.7764 | metres | 3336.402 | 75991.349 | 28843.9218 | 49.69%
44069 | Gravity mains | CASE182313WW | Reticulation at MELONBA | 2020-08-26 | 2020-21 |  |  | 76.38% | 7.2913 | metres | 3336.402 | 24326.5928 | 9233.6082 | 49.69%
44069 | Gravity mains | CASE182313WW | Reticulation at MELONBA | 2020-08-26 | 2020-21 |  |  | 76.38% | 24.6621 | metres | 3592.3639 | 88595.1546 | 33627.9293 | 49.69%
44069 | Gravity mains | CASE182313WW | Reticulation at MELONBA | 2020-08-26 | 2020-21 |  |  | 76.38% | 4.7328 | metres | 3336.402 | 15790.6748 | 5993.6426 | 49.69%
44069 | Gravity mains | CASE182313WW | Reticulation at MELONBA | 2020-08-26 | 2020-21 |  |  | 76.38% | 57.1997 | metres | 3336.402 | 190841.3527 | 72437.3648 | 49.69%
44069 | Gravity mains | CASE182313WW | Reticulation at MELONBA | 2020-08-26 | 2020-21 |  |  | 76.38% | 46.2239 | metres | 812.2293 | 37544.3887 | 14250.667 | 49.69%
44069 | Gravity mains | CASE182313WW | Reticulation at MELONBA | 2020-08-26 | 2020-21 |  |  | 76.38% | 18.0297 | metres | 3592.3639 | 64769.2254 | 24584.3573 | 49.69%
44069 | Gravity mains | CASE182313WW | Reticulation at MELONBA | 2020-08-26 | 2020-21 |  |  | 76.38% | 6.2235 | metres | 3592.3639 | 22357.0628 | 8486.0367 | 49.69%
44069 | Gravity mains | CASE182313WW | Reticulation at MELONBA | 2020-08-26 | 2020-21 |  |  | 76.38% | 33.1952 | metres | 3336.402 | 110752.4187 | 42038.1287 | 49.69%
44069 | Gravity mains | CASE182313WW | Reticulation at MELONBA | 2020-08-26 | 2020-21 |  |  | 76.38% | 23.6208 | metres | 3336.402 | 78808.6169 | 29913.268 | 49.69%
44069 | Gravity mains | CASE182313WW | Reticulation at MELONBA | 2020-08-26 | 2020-21 |  |  | 76.38% | 41.9503 | metres | 3592.3639 | 150700.8552 | 57201.2966 | 49.69%
44069 | Gravity mains | CASE182313WW | Reticulation at MELONBA | 2020-08-26 | 2020-21 |  |  | 76.38% | 6.27 | metres | 3336.402 | 20919.2072 | 7940.272 | 49.69%
44069 | Gravity mains | CASE182313WW | Reticulation at MELONBA | 2020-08-26 | 2020-21 |  |  | 76.38% | 45.0565 | metres | 812.2293 | 36596.2385 | 13890.7791 | 49.69%
44069 | Gravity mains | CASE182313WW | Reticulation at MELONBA | 2020-08-26 | 2020-21 |  |  | 76.38% | 20.3647 | metres | 3592.3639 | 73157.3705 | 27768.2329 | 49.69%
44069 | Gravity mains | CASE182313WW | Reticulation at MELONBA | 2020-08-26 | 2020-21 |  |  | 76.38% | 7.3429 | metres | 3592.3639 | 26378.337 | 10012.3856 | 49.69%
44069 | Gravity mains | CASE182313WW | Reticulation at MELONBA | 2020-08-26 | 2020-21 |  |  | 76.38% | 90.9608 | metres | 3336.402 | 303481.7053 | 115192.0937 | 49.69%
44069 | Gravity mains | CASE182313WW | Reticulation at MELONBA | 2020-08-26 | 2020-21 |  |  | 76.38% | 5.969 | metres | 3592.3639 | 21442.9259 | 8139.0591 | 49.69%
44069 | Gravity mains | CASE182313WW | Reticulation at MELONBA | 2020-08-26 | 2020-21 |  |  | 76.38% | 50.6695 | metres | 812.2293 | 41155.2562 | 15621.2386 | 49.69%
44069 | Gravity mains | CASE182313WW | Reticulation at MELONBA | 2020-08-26 | 2020-21 |  |  | 76.38% | 18.1727 | metres | 3592.3639 | 65282.8317 | 24779.3061 | 49.69%
44069 | Gravity mains | CASE182313WW | Reticulation at MELONBA | 2020-08-26 | 2020-21 |  |  | 76.38% | 87.057 | metres | 3592.3639 | 312740.448 | 118706.4207 | 49.69%
44069 | Gravity mains | CASE182313WW | Reticulation at MELONBA | 2020-08-26 | 2020-21 |  |  | 76.38% | 16.5564 | metres | 812.2293 | 13447.6056 | 5104.2874 | 49.69%
44069 | Gravity mains | CASE182313WW | Reticulation at MELONBA | 2020-08-26 | 2020-21 |  |  | 76.38% | 40.6295 | metres | 3592.3639 | 145956.014 | 55400.3043 | 49.69%
42781 | Gravity mains | CASE145814WW | Reticulation at SCHOFIELDS | 2017-02-15 | 2016-17 |  |  | 76.38% | 37.8398 | metres | 812.2293 | 30734.5581 | 12282.8965 | 52.32%
42781 | Gravity mains | CASE145814WW | Reticulation at SCHOFIELDS | 2017-02-15 | 2016-17 |  |  | 76.38% | 8.144 | metres | 812.2293 | 6614.814 | 2643.5739 | 52.32%
42781 | Gravity mains | CASE145814WW | Reticulation at SCHOFIELDS | 2017-02-15 | 2016-17 |  |  | 76.38% | 4.4382 | metres | 3336.402 | 14807.6315 | 5917.7882 | 52.32%
42781 | Gravity mains | CASE145814WW | Reticulation at SCHOFIELDS | 2017-02-15 | 2016-17 |  |  | 76.38% | 12.3432 | metres | 812.2293 | 10025.4683 | 4006.6231 | 52.32%
42781 | Gravity mains | CASE145814WW | Reticulation at SCHOFIELDS | 2017-02-15 | 2016-17 |  |  | 76.38% | 20.8962 | metres | 812.2293 | 16972.4844 | 6782.9597 | 52.32%
42781 | Gravity mains | CASE145814WW | Reticulation at SCHOFIELDS | 2017-02-15 | 2016-17 |  |  | 76.38% | 38.9521 | metres | 812.2293 | 31638.0356 | 12643.9663 | 52.32%
42781 | Gravity mains | CASE145814WW | Reticulation at SCHOFIELDS | 2017-02-15 | 2016-17 |  |  | 76.38% | 49.083 | metres | 812.2293 | 39866.6429 | 15932.4837 | 52.32%
43045 | Gravity mains | CASE146447WW | Reticulation at GRANTHAM FARM | 2017-11-06 | 2017-18 |  |  | 76.38% | 95.1315 | metres | 812.2293 | 77268.5873 | 31525.3038 | 53.41%
43045 | Gravity mains | CASE146447WW | Reticulation at GRANTHAM FARM | 2017-11-06 | 2017-18 |  |  | 76.38% | 32.2982 | metres | 3336.402 | 107759.7368 | 43965.5824 | 53.41%
43045 | Gravity mains | CASE146447WW | Reticulation at GRANTHAM FARM | 2017-11-06 | 2017-18 |  |  | 76.38% | 41.4226 | metres | 812.2293 | 33644.6756 | 13726.9058 | 53.41%
43045 | Gravity mains | CASE146447WW | Reticulation at GRANTHAM FARM | 2017-11-06 | 2017-18 |  |  | 76.38% | 1.0008 | metres | 812.2293 | 812.9153 | 331.6665 | 53.41%
43045 | Gravity mains | CASE146447WW | Reticulation at GRANTHAM FARM | 2017-11-06 | 2017-18 |  |  | 76.38% | 15.4823 | metres | 950.8722 | 14721.6839 | 6006.3937 | 53.41%
43045 | Gravity mains | CASE146447WW | Reticulation at GRANTHAM FARM | 2017-11-06 | 2017-18 |  |  | 76.38% | 61.9699 | metres | 812.2293 | 50333.7807 | 20536.0003 | 53.41%
43231 | Gravity mains | CASE153118WW | Reticulation at GRANTHAM FARM | 2018-05-11 | 2017-18 |  |  | 76.38% | 51.3434 | metres | 812.2293 | 41702.6159 | 17567.8169 | 55.15%
43231 | Gravity mains | CASE153118WW | Reticulation at GRANTHAM FARM | 2018-05-11 | 2017-18 |  |  | 76.38% | 21.9044 | metres | 3336.402 | 73082.0044 | 30786.8282 | 55.15%
43231 | Gravity mains | CASE153118WW | Reticulation at GRANTHAM FARM | 2018-05-11 | 2017-18 |  |  | 76.38% | 4.1117 | metres | 812.2293 | 3339.6483 | 1406.8741 | 55.15%
43231 | Gravity mains | CASE153118WW | Reticulation at GRANTHAM FARM | 2018-05-11 | 2017-18 |  |  | 76.38% | 61.1602 | metres | 3336.402 | 204054.9955 | 85961.0534 | 55.15%
43231 | Gravity mains | CASE153118WW | Reticulation at GRANTHAM FARM | 2018-05-11 | 2017-18 |  |  | 76.38% | 24.9984 | metres | 3336.402 | 83404.7043 | 35135.4116 | 55.15%
44001 | Gravity mains | CASE175123WW | Reticulation at BOX HILL | 2020-06-19 | 2019-20 |  |  | 76.38% | 45.3311 | metres | 950.8722 | 43104.0517 | 23346.9451 | 70.91%
44001 | Gravity mains | CASE175123WW | Reticulation at BOX HILL | 2020-06-19 | 2019-20 |  |  | 76.38% | 30.55 | metres | 950.8722 | 29049.1492 | 15734.2261 | 70.91%
44001 | Gravity mains | CASE175123WW | Reticulation at BOX HILL | 2020-06-19 | 2019-20 |  |  | 76.38% | 33.091 | metres | 950.8722 | 31465.3276 | 17042.9286 | 70.91%
44001 | Gravity mains | CASE175123WW | Reticulation at BOX HILL | 2020-06-19 | 2019-20 |  |  | 76.38% | 79.4304 | metres | 950.8722 | 75528.1882 | 40909.2045 | 70.91%
44001 | Gravity mains | CASE175123WW | Reticulation at BOX HILL | 2020-06-19 | 2019-20 |  |  | 76.38% | 108.2036 | metres | 3592.3639 | 388706.811 | 210539.7575 | 70.91%
44001 | Gravity mains | CASE175123WW | Reticulation at BOX HILL | 2020-06-19 | 2019-20 |  |  | 76.38% | 54.4561 | metres | 3592.3639 | 195626.0839 | 105959.2143 | 70.91%
44001 | Gravity mains | CASE175123WW | Reticulation at BOX HILL | 2020-06-19 | 2019-20 |  |  | 76.38% | 3.6632 | metres | 950.8722 | 3483.2783 | 1886.6883 | 70.91%
42523 | Gravity mains | CASE139094WW | Reticulation Low Infiltration Sewer at SCHOFIELDS | 2016-06-02 | 2015-16 |  |  | 76.38% | 120.4974 | metres | 950.8722 | 114577.6611 | 62880.4369 | 71.85%
42523 | Gravity mains | CASE139094WW | Reticulation Low Infiltration Sewer at SCHOFIELDS | 2016-06-02 | 2015-16 |  |  | 76.38% | 54.8656 | metres | 950.8722 | 52170.2095 | 28631.1095 | 71.85%
42523 | Gravity mains | CASE139094WW | Reticulation Low Infiltration Sewer at SCHOFIELDS | 2016-06-02 | 2015-16 |  |  | 76.38% | 116.5816 | metres | 3592.3639 | 418803.6452 | 229840.2318 | 71.85%
42523 | Gravity mains | CASE139094WW | Reticulation Low Infiltration Sewer at SCHOFIELDS | 2016-06-02 | 2015-16 |  |  | 76.38% | 119.6428 | metres | 3592.3639 | 429800.3193 | 235875.2273 | 71.85%
42523 | Gravity mains | CASE139094WW | Reticulation Low Infiltration Sewer at SCHOFIELDS | 2016-06-02 | 2015-16 |  |  | 76.38% | 87.0888 | metres | 950.8722 | 82810.323 | 45446.4617 | 71.85%
42523 | Gravity mains | CASE139094WW | Reticulation Low Infiltration Sewer at SCHOFIELDS | 2016-06-02 | 2015-16 |  |  | 76.38% | 22.1594 | metres | 950.8722 | 21070.7844 | 11563.6863 | 71.85%
42523 | Gravity mains | CASE139094WW | Reticulation Low Infiltration Sewer at SCHOFIELDS | 2016-06-02 | 2015-16 |  |  | 76.38% | 108.6495 | metres | 950.8722 | 103311.7434 | 56697.68 | 71.85%
42523 | Gravity mains | CASE139094WW | Reticulation Low Infiltration Sewer at SCHOFIELDS | 2016-06-02 | 2015-16 |  |  | 76.38% | 56.5872 | metres | 3592.3639 | 203281.8567 | 111561.467 | 71.85%
42523 | Gravity mains | CASE139094WW | Reticulation Low Infiltration Sewer at SCHOFIELDS | 2016-06-02 | 2015-16 |  |  | 76.38% | 121.7301 | metres | 812.2293 | 98872.7452 | 54261.5494 | 71.85%
42523 | Gravity mains | CASE139094WW | Reticulation Low Infiltration Sewer at SCHOFIELDS | 2016-06-02 | 2015-16 |  |  | 76.38% | 90.0261 | metres | 3336.402 | 300363.3999 | 164840.0014 | 71.85%
42523 | Gravity mains | CASE139094WW | Reticulation Low Infiltration Sewer at SCHOFIELDS | 2016-06-02 | 2015-16 |  |  | 76.38% | 66.3701 | metres | 3592.3639 | 238425.4553 | 130848.3403 | 71.85%
42523 | Gravity mains | CASE139094WW | Reticulation Low Infiltration Sewer at SCHOFIELDS | 2016-06-02 | 2015-16 |  |  | 76.38% | 18.174 | metres | 812.2293 | 14761.4363 | 8101.1041 | 71.85%
42523 | Gravity mains | CASE139094WW | Reticulation Low Infiltration Sewer at SCHOFIELDS | 2016-06-02 | 2015-16 |  |  | 76.38% | 37.5346 | metres | 812.2293 | 30486.693 | 16731.1547 | 71.85%
42563 | Gravity mains | CASE140507WW | Reticulation at TALLAWONG | 2016-07-12 | 2016-17 |  |  | 76.38% | 107.1684 | metres | 950.8722 | 101903.4918 | 58768.2908 | 75.5%
42563 | Gravity mains | CASE140507WW | Reticulation at TALLAWONG | 2016-07-12 | 2016-17 |  |  | 76.38% | 8.5908 | metres | 950.8722 | 8168.7606 | 4710.9681 | 75.5%
42142 | Gravity mains | CASE139399WW | Branch Low Infiltration Sewer at MARSDEN PARK | 2015-05-18 | 2014-15 |  |  | 76.38% | 22.8561 | metres | 4137.5668 | 94568.7294 | 56257.139 | 77.88%
42142 | Gravity mains | CASE139399WW | Branch Low Infiltration Sewer at MARSDEN PARK | 2015-05-18 | 2014-15 |  |  | 76.38% | 73.1137 | metres | 1361.4566 | 99541.0832 | 59215.0976 | 77.88%
42142 | Gravity mains | CASE139399WW | Branch Low Infiltration Sewer at MARSDEN PARK | 2015-05-18 | 2014-15 |  |  | 76.38% | 49.8145 | metres | 1361.4566 | 67820.3375 | 40345.0292 | 77.88%
42142 | Gravity mains | CASE139399WW | Branch Low Infiltration Sewer at MARSDEN PARK | 2015-05-18 | 2014-15 |  |  | 76.38% | 50.2703 | metres | 1361.4566 | 68440.8344 | 40714.151 | 77.88%
42142 | Gravity mains | CASE139399WW | Branch Low Infiltration Sewer at MARSDEN PARK | 2015-05-18 | 2014-15 |  |  | 76.38% | 46.2562 | metres | 1361.4566 | 62975.8243 | 37463.1204 | 77.88%
42142 | Gravity mains | CASE139399WW | Branch Low Infiltration Sewer at MARSDEN PARK | 2015-05-18 | 2014-15 |  |  | 76.38% | 24.1771 | metres | 4137.5668 | 100034.5436 | 59508.6479 | 77.88%
42142 | Gravity mains | CASE139399WW | Branch Low Infiltration Sewer at MARSDEN PARK | 2015-05-18 | 2014-15 |  |  | 76.38% | 85.5312 | metres | 1361.4566 | 116447.0101 | 69272.1121 | 77.88%
42142 | Gravity mains | CASE139399WW | Branch Low Infiltration Sewer at MARSDEN PARK | 2015-05-18 | 2014-15 |  |  | 76.38% | 42.0612 | metres | 1361.4566 | 57264.5262 | 34065.5778 | 77.88%
42142 | Gravity mains | CASE139399WW | Reticulation Low Infiltration Sewer at MARSDEN PARK | 2015-05-18 | 2014-15 |  |  | 76.38% | 49.398 | metres | 3875.3912 | 191436.5925 | 113881.9888 | 77.88%
42142 | Gravity mains | CASE139399WW | Reticulation Low Infiltration Sewer at MARSDEN PARK | 2015-05-18 | 2014-15 |  |  | 76.38% | 98.5775 | metres | 1162.6195 | 114608.1712 | 68178.2218 | 77.88%
42142 | Gravity mains | CASE139399WW | Reticulation Low Infiltration Sewer at MARSDEN PARK | 2015-05-18 | 2014-15 |  |  | 76.38% | 18.0469 | metres | 3875.3912 | 69938.7104 | 41605.209 | 77.88%
43798 | Gravity mains | CASE167016WW | Reticulation at TALLAWONG | 2019-11-29 | 2019-20 |  |  | 76.38% | 104.9681 | metres | 3875.3912 | 406792.5934 | 242318.6929 | 77.99%
43798 | Gravity mains | CASE167016WW | Reticulation at TALLAWONG | 2019-11-29 | 2019-20 |  |  | 76.38% | 96.2354 | metres | 1162.6195 | 111885.1651 | 66647.8874 | 77.99%
43798 | Gravity mains | CASE167016WW | Reticulation at TALLAWONG | 2019-11-29 | 2019-20 |  |  | 76.38% | 12.5683 | metres | 950.8722 | 11950.8402 | 7118.8906 | 77.99%
43570 | Gravity mains | CASE167986WW | Reticulation at BOX HILL | 2019-04-15 | 2018-19 |  |  | 76.38% | 27.8677 | metres | 1162.6195 | 32399.544 | 19339.6889 | 78.15%
43570 | Gravity mains | CASE167986WW | Reticulation at BOX HILL | 2019-04-15 | 2018-19 |  |  | 76.38% | 40.781 | metres | 3592.3639 | 146500.2148 | 87447.7919 | 78.15%
43570 | Gravity mains | CASE167986WW | Reticulation at BOX HILL | 2019-04-15 | 2018-19 |  |  | 76.38% | 58.2818 | metres | 3592.3639 | 209369.4428 | 124975.2124 | 78.15%
43570 | Gravity mains | CASE167986WW | Reticulation at BOX HILL | 2019-04-15 | 2018-19 |  |  | 76.38% | 25.9702 | metres | 950.8722 | 24694.3022 | 14740.3347 | 78.15%
43216 | Gravity mains | CASE157835WW | Reticulation at GRANTHAM FARM | 2018-04-26 | 2017-18 |  |  | 76.38% | 6.095 | metres | 812.2293 | 4950.5089 | 2977.5901 | 78.74%
43216 | Gravity mains | CASE157835WW | Reticulation at GRANTHAM FARM | 2018-04-26 | 2017-18 |  |  | 76.38% | 7.4755 | metres | 3336.402 | 24941.3845 | 15001.5325 | 78.74%
43216 | Gravity mains | CASE157835WW | Reticulation at GRANTHAM FARM | 2018-04-26 | 2017-18 |  |  | 76.38% | 74.5677 | metres | 3336.402 | 248787.7779 | 149638.763 | 78.74%
43216 | Gravity mains | CASE157835WW | Reticulation at GRANTHAM FARM | 2018-04-26 | 2017-18 |  |  | 76.38% | 25.7975 | metres | 812.2293 | 20953.5005 | 12602.9338 | 78.74%
43216 | Gravity mains | CASE157835WW | Reticulation at GRANTHAM FARM | 2018-04-26 | 2017-18 |  |  | 76.38% | 8.5634 | metres | 3336.402 | 28570.9426 | 17184.6083 | 78.74%
43216 | Gravity mains | CASE157835WW | Reticulation at GRANTHAM FARM | 2018-04-26 | 2017-18 |  |  | 76.38% | 5.5222 | metres | 812.2293 | 4485.3063 | 2697.784 | 78.74%
43216 | Gravity mains | CASE157835WW | Reticulation at GRANTHAM FARM | 2018-04-26 | 2017-18 |  |  | 76.38% | 53.4367 | metres | 812.2293 | 43402.8664 | 26105.588 | 78.74%
43216 | Gravity mains | CASE157835WW | Reticulation at GRANTHAM FARM | 2018-04-26 | 2017-18 |  |  | 76.38% | 21.3957 | metres | 3336.402 | 71384.6483 | 42935.833 | 78.74%
43888 | Gravity mains | CASE166368WW | Reticulation at BOX HILL | 2020-02-27 | 2019-20 |  |  | 76.38% | 22.9227 | metres | 3875.3912 | 88834.3774 | 53566.8324 | 78.94%
43888 | Gravity mains | CASE166368WW | Branch at BOX HILL | 2020-02-27 | 2019-20 |  |  | 76.38% | 65.051 | metres | 4416.6341 | 287306.4652 | 173244.8375 | 78.94%
43888 | Gravity mains | CASE166368WW | Branch at BOX HILL | 2020-02-27 | 2019-20 |  |  | 76.38% | 165.9144 | metres | 4416.6341 | 732783.1371 | 441865.7805 | 78.94%
42629 | Gravity mains | CASE143196WW | Reticulation Low Infiltration Sewer at SCHOFIELDS | 2016-09-16 | 2016-17 |  |  | 76.38% | 88.4226 | metres | 3592.3639 | 317646.2042 | 195451.0402 | 80.56%
42629 | Gravity mains | CASE143196WW | Reticulation Low Infiltration Sewer at SCHOFIELDS | 2016-09-16 | 2016-17 |  |  | 76.38% | 22.7558 | metres | 3592.3639 | 81747.2364 | 50299.9317 | 80.56%
42629 | Gravity mains | CASE143196WW | Reticulation Low Infiltration Sewer at SCHOFIELDS | 2016-09-16 | 2016-17 |  |  | 76.38% | 2.0127 | metres | 3592.3639 | 7230.3532 | 4448.9122 | 80.56%
42629 | Gravity mains | CASE143196WW | Reticulation Low Infiltration Sewer at SCHOFIELDS | 2016-09-16 | 2016-17 |  |  | 76.38% | 3.5994 | metres | 3592.3639 | 12930.3794 | 7956.198 | 80.56%
42629 | Gravity mains | CASE143196WW | Reticulation Low Infiltration Sewer at SCHOFIELDS | 2016-09-16 | 2016-17 |  |  | 76.38% | 3.2258 | metres | 3592.3639 | 11588.1692 | 7130.322 | 80.56%
43035 | Gravity mains | CASE140477WW | Branch at SCHOFIELDS | 2017-10-27 | 2017-18 |  |  | 76.38% | 57.4557 | metres | 4137.5668 | 237726.8836 | 146319.2717 | 80.58%
43035 | Gravity mains | CASE140477WW | Branch at SCHOFIELDS | 2017-10-27 | 2017-18 |  |  | 76.38% | 40.5872 | metres | 1361.4566 | 55257.7692 | 34010.7792 | 80.58%
43035 | Gravity mains | CASE140477WW | Reticulation at SCHOFIELDS | 2017-10-27 | 2017-18 |  |  | 76.38% | 61.492 | metres | 950.8722 | 58471.011 | 35988.5076 | 80.58%
43035 | Gravity mains | CASE140477WW | Reticulation at SCHOFIELDS | 2017-10-27 | 2017-18 |  |  | 76.38% | 15.2299 | metres | 950.8722 | 14481.6468 | 8913.3546 | 80.58%
43035 | Gravity mains | CASE140477WW | Reticulation at SCHOFIELDS | 2017-10-27 | 2017-18 |  |  | 76.38% | 27.3625 | metres | 950.8722 | 26018.2855 | 16014.0769 | 80.58%
43035 | Gravity mains | CASE140477WW | Branch at SCHOFIELDS | 2017-10-27 | 2017-18 |  |  | 76.38% | 108.6465 | metres | 1361.4566 | 147917.5078 | 91042.2148 | 80.58%
43035 | Gravity mains | CASE140477WW | Reticulation at SCHOFIELDS | 2017-10-27 | 2017-18 |  |  | 76.38% | 59.9567 | metres | 1162.6195 | 69706.8725 | 42904.1035 | 80.58%
43035 | Gravity mains | CASE140477WW | Reticulation at SCHOFIELDS | 2017-10-27 | 2017-18 |  |  | 76.38% | 35.785 | metres | 950.8722 | 34026.9268 | 20943.3408 | 80.58%
43035 | Gravity mains | CASE140477WW | Reticulation at SCHOFIELDS | 2017-10-27 | 2017-18 |  |  | 76.38% | 27.7011 | metres | 950.8722 | 26340.1842 | 16212.2033 | 80.58%
43035 | Gravity mains | CASE140477WW | Reticulation at SCHOFIELDS | 2017-10-27 | 2017-18 |  |  | 76.38% | 19.4876 | metres | 950.8722 | 18530.194 | 11405.2078 | 80.58%
43035 | Gravity mains | CASE140477WW | Reticulation at SCHOFIELDS | 2017-10-27 | 2017-18 |  |  | 76.38% | 56.8153 | metres | 3592.3639 | 204101.2873 | 125622.9471 | 80.58%
43035 | Gravity mains | CASE140477WW | Reticulation at SCHOFIELDS | 2017-10-27 | 2017-18 |  |  | 76.38% | 52.9452 | metres | 1162.6195 | 61555.1389 | 37886.7672 | 80.58%
43035 | Gravity mains | CASE140477WW | Reticulation at SCHOFIELDS | 2017-10-27 | 2017-18 |  |  | 76.38% | 111.1138 | metres | 3875.3912 | 430609.6147 | 265037.2741 | 80.58%
43035 | Gravity mains | CASE140477WW | Branch at SCHOFIELDS | 2017-10-27 | 2017-18 |  |  | 76.38% | 39.5899 | metres | 1361.4566 | 53899.9972 | 33175.0798 | 80.58%
43035 | Gravity mains | CASE140477WW | Branch at SCHOFIELDS | 2017-10-27 | 2017-18 |  |  | 76.38% | 78.0487 | metres | 1361.4566 | 106259.9017 | 65402.2431 | 80.58%
43165 | Gravity mains | CASE161407 | Reticulation at RIVERSTONE | 2018-03-06 | 2017-18 |  |  | 76.38% | 59.1017 | metres | 3592.3639 | 212314.8551 | 131660.573 | 81.19%
43165 | Gravity mains | CASE161407 | Reticulation at RIVERSTONE | 2018-03-06 | 2017-18 |  |  | 76.38% | 59.1526 | metres | 3592.3639 | 212497.5531 | 131773.8676 | 81.19%
43165 | Gravity mains | CASE161407 | Reticulation at RIVERSTONE | 2018-03-06 | 2017-18 |  |  | 76.38% | 114.1613 | metres | 3592.3639 | 410108.8018 | 254316.4482 | 81.19%
41893 | Gravity mains | CASE132653WW | Reticulation Low Infiltration Sewer at RIVERSTONE | 2014-09-11 | 2014-15 |  |  | 76.38% | 92.5 | metres | 3875.3912 | 358473.7549 | 233759.6076 | 85.37%
41893 | Gravity mains | CASE132653WW | Reticulation Low Infiltration Sewer at RIVERSTONE | 2014-09-11 | 2014-15 |  |  | 76.38% | 45.5193 | metres | 3875.3912 | 176405.1225 | 115033.2253 | 85.37%
41893 | Gravity mains | CASE132653WW | Reticulation Low Infiltration Sewer at RIVERSTONE | 2014-09-11 | 2014-15 |  |  | 76.38% | 58.7388 | metres | 3592.3639 | 211011.0195 | 137599.6219 | 85.37%
41893 | Gravity mains | CASE132653WW | Reticulation Low Infiltration Sewer at RIVERSTONE | 2014-09-11 | 2014-15 |  |  | 76.38% | 92.6389 | metres | 3875.3912 | 359011.8635 | 234110.5066 | 85.37%
41893 | Gravity mains | CASE132653WW | Reticulation Low Infiltration Sewer at RIVERSTONE | 2014-09-11 | 2014-15 |  |  | 76.38% | 24.5384 | metres | 3875.3912 | 95096.0403 | 62011.8287 | 85.37%
41893 | Gravity mains | CASE132653WW | Reticulation Low Infiltration Sewer at RIVERSTONE | 2014-09-11 | 2014-15 |  |  | 76.38% | 108.6227 | metres | 3592.3639 | 390212.3851 | 254456.2685 | 85.37%
41893 | Gravity mains | CASE132653WW | Reticulation Low Infiltration Sewer at RIVERSTONE | 2014-09-11 | 2014-15 |  |  | 76.38% | 77.5843 | metres | 3592.3639 | 278711.167 | 181746.675 | 85.37%
41893 | Gravity mains | CASE132653WW | Reticulation Low Infiltration Sewer at RIVERSTONE | 2014-09-11 | 2014-15 |  |  | 76.38% | 100.6408 | metres | 3592.3639 | 361538.3905 | 235758.0468 | 85.37%
42509 | Gravity mains | CASE143410WW | Reticulation at SCHOFIELDS | 2016-05-19 | 2015-16 |  |  | 76.38% | 89.983 | metres | 3336.402 | 300219.5687 | 201712.121 | 87.96%
42509 | Gravity mains | CASE143410WW | Reticulation at SCHOFIELDS | 2016-05-19 | 2015-16 |  |  | 76.38% | 1.7006 | metres | 812.2293 | 1381.2906 | 928.0643 | 87.96%
41610 | Gravity mains | CASE128600WW | Reticulation Low Infiltration Sewer at SCHOFIELDS | 2013-12-02 | 2013-14 |  |  | 76.38% | 37.0098 | metres | 950.8722 | 35191.5822 | 23921.6612 | 88.99%
41610 | Gravity mains | CASE128600WW | Reticulation Low Infiltration Sewer at SCHOFIELDS | 2013-12-02 | 2013-14 |  |  | 76.38% | 26.453 | metres | 3592.3639 | 95028.7208 | 64596.2677 | 88.99%
41610 | Gravity mains | CASE128600WW | Reticulation Low Infiltration Sewer at SCHOFIELDS | 2013-12-02 | 2013-14 |  |  | 76.38% | 19.2739 | metres | 950.8722 | 18326.9727 | 12457.8551 | 88.99%
41610 | Gravity mains | CASE128600WW | Reticulation Low Infiltration Sewer at SCHOFIELDS | 2013-12-02 | 2013-14 |  |  | 76.38% | 59.6222 | metres | 3875.3912 | 231059.4454 | 157063.861 | 88.99%
41610 | Gravity mains | CASE128600WW | Reticulation Low Infiltration Sewer at SCHOFIELDS | 2013-12-02 | 2013-14 |  |  | 76.38% | 31.9812 | metres | 3875.3912 | 123939.6845 | 84248.6458 | 88.99%
41610 | Gravity mains | CASE128600WW | Reticulation Low Infiltration Sewer at SCHOFIELDS | 2013-12-02 | 2013-14 |  |  | 76.38% | 97.4329 | metres | 1162.6195 | 113277.3561 | 77000.8726 | 88.99%
41610 | Gravity mains | CASE128600WW | Reticulation Low Infiltration Sewer at SCHOFIELDS | 2013-12-02 | 2013-14 |  |  | 76.38% | 28.4598 | metres | 1162.6195 | 33087.9488 | 22491.7055 | 88.99%
41610 | Gravity mains | CASE128600WW | Reticulation Low Infiltration Sewer at SCHOFIELDS | 2013-12-02 | 2013-14 |  |  | 76.38% | 19.9648 | metres | 1162.6195 | 23211.4419 | 15778.0985 | 88.99%
41610 | Gravity mains | CASE128600WW | Reticulation Low Infiltration Sewer at SCHOFIELDS | 2013-12-02 | 2013-14 |  |  | 76.38% | 63.0686 | metres | 1162.6195 | 73324.7715 | 49842.8952 | 88.99%
41610 | Gravity mains | CASE128600WW | Reticulation Low Infiltration Sewer at SCHOFIELDS | 2013-12-02 | 2013-14 |  |  | 76.38% | 103.614 | metres | 1162.6195 | 120463.615 | 81885.7694 | 88.99%
41610 | Gravity mains | CASE128600WW | Reticulation Low Infiltration Sewer at SCHOFIELDS | 2013-12-02 | 2013-14 |  |  | 76.38% | 40.3075 | metres | 950.8722 | 38327.2941 | 26053.1777 | 88.99%
41610 | Gravity mains | CASE128600WW | Reticulation Low Infiltration Sewer at SCHOFIELDS | 2013-12-02 | 2013-14 |  |  | 76.38% | 19.7957 | metres | 950.8722 | 18823.1669 | 12795.1457 | 88.99%
41610 | Gravity mains | CASE128600WW | Reticulation Low Infiltration Sewer at SCHOFIELDS | 2013-12-02 | 2013-14 |  |  | 76.38% | 22.7811 | metres | 950.8722 | 21661.9527 | 14724.8251 | 88.99%
41610 | Gravity mains | CASE128600WW | Reticulation Low Infiltration Sewer at SCHOFIELDS | 2013-12-02 | 2013-14 |  |  | 76.38% | 19.8907 | metres | 950.8722 | 18913.5388 | 12856.5764 | 88.99%
42999 | Gravity mains | CASE156605WW | Reticulation at GRANTHAM FARM | 2017-09-21 | 2017-18 |  |  | 76.38% | 31.1667 | metres | 950.8722 | 29635.5835 | 20551.0307 | 90.79%
42999 | Gravity mains | CASE156605WW | Reticulation at GRANTHAM FARM | 2017-09-21 | 2017-18 |  |  | 76.38% | 60.6481 | metres | 950.8722 | 57668.6271 | 39990.7674 | 90.79%
42999 | Gravity mains | CASE156605WW | Reticulation at GRANTHAM FARM | 2017-09-21 | 2017-18 |  |  | 76.38% | 1.5862 | metres | 950.8722 | 1508.2644 | 1045.9179 | 90.79%
42999 | Gravity mains | CASE156605WW | Reticulation at GRANTHAM FARM | 2017-09-21 | 2017-18 |  |  | 76.38% | 83.2557 | metres | 950.8722 | 79165.4998 | 54897.9446 | 90.79%
42999 | Gravity mains | CASE156605WW | Reticulation at GRANTHAM FARM | 2017-09-21 | 2017-18 |  |  | 76.38% | 27.7572 | metres | 950.8722 | 26393.5189 | 18302.7953 | 90.79%
42999 | Gravity mains | CASE156605WW | Reticulation at GRANTHAM FARM | 2017-09-21 | 2017-18 |  |  | 76.38% | 22.0556 | metres | 950.8722 | 20972.0506 | 14543.235 | 90.79%
42999 | Gravity mains | CASE156605WW | Reticulation at GRANTHAM FARM | 2017-09-21 | 2017-18 |  |  | 76.38% | 51.1661 | metres | 3592.3639 | 183807.0806 | 127462.4799 | 90.79%
42999 | Gravity mains | CASE156605WW | Reticulation at GRANTHAM FARM | 2017-09-21 | 2017-18 |  |  | 76.38% | 77.7322 | metres | 3592.3639 | 279242.4911 | 193642.9232 | 90.79%
42999 | Gravity mains | CASE156605WW | Reticulation at GRANTHAM FARM | 2017-09-21 | 2017-18 |  |  | 76.38% | 46.7966 | metres | 3336.402 | 156132.1302 | 108271.0657 | 90.79%
42872 | Gravity mains | CASE152994WW | Reticulation at SCHOFIELDS | 2017-05-17 | 2016-17 |  |  | 76.38% | 119.0143 | metres | 3875.3912 | 461227.1019 | 320269.8447 | 90.91%
42872 | Gravity mains | CASE152994WW | Reticulation at SCHOFIELDS | 2017-05-17 | 2016-17 |  |  | 76.38% | 18.381 | metres | 1162.6195 | 21370.0915 | 14839.1018 | 90.91%
41610 | Gravity mains | CASE128601WW | Reticulation Low Infiltration Sewer at SCHOFIELDS | 2013-12-02 | 2013-14 |  |  | 76.38% | 57.385 | metres | 1162.6195 | 66716.9718 | 46335.2594 | 90.92%
41610 | Gravity mains | CASE128601WW | Reticulation Low Infiltration Sewer at SCHOFIELDS | 2013-12-02 | 2013-14 |  |  | 76.38% | 63.9015 | metres | 3875.3912 | 247643.1397 | 171989.3575 | 90.92%
41610 | Gravity mains | CASE128601WW | Reticulation Low Infiltration Sewer at SCHOFIELDS | 2013-12-02 | 2013-14 |  |  | 76.38% | 24.847 | metres | 950.8722 | 23626.2836 | 16408.5682 | 90.92%
41610 | Gravity mains | CASE128601WW | Reticulation Low Infiltration Sewer at SCHOFIELDS | 2013-12-02 | 2013-14 |  |  | 76.38% | 36.0628 | metres | 3875.3912 | 139757.5781 | 97062.3135 | 90.92%
41610 | Gravity mains | CASE128601WW | Reticulation Low Infiltration Sewer at SCHOFIELDS | 2013-12-02 | 2013-14 |  |  | 76.38% | 2.6436 | metres | 950.8722 | 2513.7281 | 1745.7963 | 90.92%
41610 | Gravity mains | CASE128601WW | Reticulation Low Infiltration Sewer at SCHOFIELDS | 2013-12-02 | 2013-14 |  |  | 76.38% | 62.0781 | metres | 1162.6195 | 72173.2049 | 50124.6396 | 90.92%
41610 | Gravity mains | CASE128601WW | Reticulation Low Infiltration Sewer at SCHOFIELDS | 2013-12-02 | 2013-14 |  |  | 76.38% | 107.8277 | metres | 1162.6195 | 125362.6377 | 87064.9578 | 90.92%
41610 | Gravity mains | CASE128601WW | Reticulation Low Infiltration Sewer at SCHOFIELDS | 2013-12-02 | 2013-14 |  |  | 76.38% | 26.338 | metres | 1162.6195 | 30621.0849 | 21266.4914 | 90.92%
41610 | Gravity mains | CASE128601WW | Reticulation Low Infiltration Sewer at SCHOFIELDS | 2013-12-02 | 2013-14 |  |  | 76.38% | 93.8826 | metres | 3875.3912 | 363831.8621 | 252682.9867 | 90.92%
41610 | Gravity mains | CASE128601WW | Reticulation Low Infiltration Sewer at SCHOFIELDS | 2013-12-02 | 2013-14 |  |  | 76.38% | 30.2908 | metres | 1162.6195 | 35216.6433 | 24458.129 | 90.92%
41610 | Gravity mains | CASE128601WW | Reticulation Low Infiltration Sewer at SCHOFIELDS | 2013-12-02 | 2013-14 |  |  | 76.38% | 21.3075 | metres | 1162.6195 | 24772.4742 | 17204.603 | 90.92%
41610 | Gravity mains | CASE128601WW | Reticulation Low Infiltration Sewer at SCHOFIELDS | 2013-12-02 | 2013-14 |  |  | 76.38% | 7.9506 | metres | 1162.6195 | 9243.4973 | 6419.6535 | 90.92%
41610 | Gravity mains | CASE128601WW | Reticulation Low Infiltration Sewer at SCHOFIELDS | 2013-12-02 | 2013-14 |  |  | 76.38% | 18.0696 | metres | 1162.6195 | 21008.1201 | 14590.241 | 90.92%
41610 | Gravity mains | CASE128601WW | Reticulation Low Infiltration Sewer at SCHOFIELDS | 2013-12-02 | 2013-14 |  |  | 76.38% | 33.1156 | metres | 3875.3912 | 128336.0441 | 89130.0029 | 90.92%
41610 | Gravity mains | CASE128601WW | Reticulation Low Infiltration Sewer at SCHOFIELDS | 2013-12-02 | 2013-14 |  |  | 76.38% | 7.0387 | metres | 3875.3912 | 27277.7468 | 18944.527 | 90.92%
41610 | Gravity mains | CASE128601WW | Reticulation Low Infiltration Sewer at SCHOFIELDS | 2013-12-02 | 2013-14 |  |  | 76.38% | 31.6312 | metres | 3875.3912 | 122583.3348 | 85134.7185 | 90.92%
41610 | Gravity mains | CASE128601WW | Reticulation Low Infiltration Sewer at SCHOFIELDS | 2013-12-02 | 2013-14 |  |  | 76.38% | 56.8617 | metres | 1162.6195 | 66108.495 | 45912.6693 | 90.92%
41610 | Gravity mains | CASE128601WW | Reticulation Low Infiltration Sewer at SCHOFIELDS | 2013-12-02 | 2013-14 |  |  | 76.38% | 28.065 | metres | 950.8722 | 26686.199 | 18533.6942 | 90.92%
41610 | Gravity mains | CASE128601WW | Reticulation Low Infiltration Sewer at SCHOFIELDS | 2013-12-02 | 2013-14 |  |  | 76.38% | 7.0908 | metres | 1162.6195 | 8243.9412 | 5725.457 | 90.92%
41610 | Gravity mains | CASE128601WW | Reticulation Low Infiltration Sewer at SCHOFIELDS | 2013-12-02 | 2013-14 |  |  | 76.38% | 39.4218 | metres | 3592.3639 | 141617.3742 | 98353.9509 | 90.92%
41610 | Gravity mains | CASE128601WW | Reticulation Low Infiltration Sewer at SCHOFIELDS | 2013-12-02 | 2013-14 |  |  | 76.38% | 52.8083 | metres | 3875.3912 | 204652.6615 | 142132.2625 | 90.92%
41610 | Gravity mains | CASE128601WW | Reticulation Low Infiltration Sewer at SCHOFIELDS | 2013-12-02 | 2013-14 |  |  | 76.38% | 50.9978 | metres | 950.8722 | 48492.406 | 33678.2103 | 90.92%
41610 | Gravity mains | CASE128601WW | Reticulation Low Infiltration Sewer at SCHOFIELDS | 2013-12-02 | 2013-14 |  |  | 76.38% | 50.1011 | metres | 3592.3639 | 179981.3434 | 124997.9129 | 90.92%
41610 | Gravity mains | CASE128601WW | Reticulation Low Infiltration Sewer at SCHOFIELDS | 2013-12-02 | 2013-14 |  |  | 76.38% | 22.656 | metres | 950.8722 | 21542.9605 | 14961.6902 | 90.92%
41610 | Gravity mains | CASE128601WW | Reticulation Low Infiltration Sewer at SCHOFIELDS | 2013-12-02 | 2013-14 |  |  | 76.38% | 63.2799 | metres | 950.8722 | 60171.0958 | 41789.1168 | 90.92%
43154 | Gravity mains | CASE156075WW | Reticulation at BOX HILL | 2018-02-23 | 2017-18 |  |  | 76.38% | 51.1489 | metres | 950.8722 | 48636.1083 | 34168.9345 | 91.98%
43154 | Gravity mains | CASE156075WW | Reticulation at BOX HILL | 2018-02-23 | 2017-18 |  |  | 76.38% | 4.8267 | metres | 950.8722 | 4589.5854 | 3224.3789 | 91.98%
43154 | Gravity mains | CASE156075WW | Reticulation at BOX HILL | 2018-02-23 | 2017-18 |  |  | 76.38% | 71.614 | metres | 3592.3639 | 257263.5618 | 180738.5929 | 91.98%
43154 | Gravity mains | CASE156075WW | Reticulation at BOX HILL | 2018-02-23 | 2017-18 |  |  | 76.38% | 37.5708 | metres | 950.8722 | 35725.0351 | 25098.3565 | 91.98%
43154 | Gravity mains | CASE156075WW | Reticulation at BOX HILL | 2018-02-23 | 2017-18 |  |  | 76.38% | 19.9908 | metres | 950.8722 | 19008.7192 | 13354.4336 | 91.98%
43154 | Gravity mains | CASE156075WW | Reticulation at BOX HILL | 2018-02-23 | 2017-18 |  |  | 76.38% | 4.8267 | metres | 950.8722 | 4589.5854 | 3224.3789 | 91.98%
43154 | Gravity mains | CASE156075WW | Reticulation at BOX HILL | 2018-02-23 | 2017-18 |  |  | 76.38% | 19.9908 | metres | 950.8722 | 19008.7192 | 13354.4336 | 91.98%
43154 | Gravity mains | CASE156075WW | Reticulation at BOX HILL | 2018-02-23 | 2017-18 |  |  | 76.38% | 51.1489 | metres | 950.8722 | 48636.1083 | 34168.9345 | 91.98%
43154 | Gravity mains | CASE156075WW | Reticulation at BOX HILL | 2018-02-23 | 2017-18 |  |  | 76.38% | 19.9908 | metres | 950.8722 | 19008.7192 | 13354.4336 | 91.98%
43154 | Gravity mains | CASE156075WW | Reticulation at BOX HILL | 2018-02-23 | 2017-18 |  |  | 76.38% | 4.8258 | metres | 950.8722 | 4588.6756 | 3223.7398 | 91.98%
43154 | Gravity mains | CASE156075WW | Reticulation at BOX HILL | 2018-02-23 | 2017-18 |  |  | 76.38% | 4.8267 | metres | 950.8722 | 4589.5854 | 3224.3789 | 91.98%
43154 | Gravity mains | CASE156075WW | Reticulation at BOX HILL | 2018-02-23 | 2017-18 |  |  | 76.38% | 4.8255 | metres | 950.8722 | 4588.3991 | 3223.5455 | 91.98%
43154 | Gravity mains | CASE156075WW | Reticulation at BOX HILL | 2018-02-23 | 2017-18 |  |  | 76.38% | 10.5203 | metres | 950.8722 | 10003.4337 | 7027.8376 | 91.98%
43154 | Gravity mains | CASE156075WW | Reticulation at BOX HILL | 2018-02-23 | 2017-18 |  |  | 76.38% | 10.5817 | metres | 950.8722 | 10061.8506 | 7068.878 | 91.98%
43154 | Gravity mains | CASE156075WW | Reticulation at BOX HILL | 2018-02-23 | 2017-18 |  |  | 76.38% | 4.8258 | metres | 950.8722 | 4588.6756 | 3223.7398 | 91.98%
43154 | Gravity mains | CASE156075WW | Reticulation at BOX HILL | 2018-02-23 | 2017-18 |  |  | 76.38% | 11.2852 | metres | 950.8722 | 10730.7621 | 7538.8167 | 91.98%
43154 | Gravity mains | CASE156075WW | Reticulation at BOX HILL | 2018-02-23 | 2017-18 |  |  | 76.38% | 10.9093 | metres | 950.8722 | 10373.3421 | 7287.714 | 91.98%
43154 | Gravity mains | CASE156075WW | Reticulation at BOX HILL | 2018-02-23 | 2017-18 |  |  | 76.38% | 11.1253 | metres | 950.8722 | 10578.7178 | 7431.9992 | 91.98%
41579 | Gravity mains | CASE126034WW | Reticulation Low Infiltration Sewer at THE PONDS | 2013-11-01 | 2013-14 |  |  | 76.38% | 51.9991 | metres | 950.8722 | 49444.5022 | 34796.9222 | 92.14%
41579 | Gravity mains | CASE126034WW | Reticulation Low Infiltration Sewer at THE PONDS | 2013-11-01 | 2013-14 |  |  | 76.38% | 25.401 | metres | 950.8722 | 24153.1425 | 16997.9469 | 92.14%
41579 | Gravity mains | CASE126034WW | Reticulation Low Infiltration Sewer at THE PONDS | 2013-11-01 | 2013-14 |  |  | 76.38% | 37.0282 | metres | 950.8722 | 35209.0905 | 24778.6494 | 92.14%
41579 | Gravity mains | CASE126034WW | Reticulation Low Infiltration Sewer at THE PONDS | 2013-11-01 | 2013-14 |  |  | 76.38% | 34.4442 | metres | 950.8722 | 32752.0065 | 23049.459 | 92.14%
41579 | Gravity mains | CASE126034WW | Reticulation Low Infiltration Sewer at THE PONDS | 2013-11-01 | 2013-14 |  |  | 76.38% | 32.1301 | metres | 950.8722 | 30551.6208 | 21500.9218 | 92.14%
41579 | Gravity mains | CASE126034WW | Branch Low Infiltration Sewer at SCHOFIELDS | 2013-11-01 | 2013-14 |  |  | 76.38% | 107.1165 | metres | 4137.5668 | 443201.6122 | 311906.3063 | 92.14%
41579 | Gravity mains | CASE126034WW | Branch Low Infiltration Sewer at SCHOFIELDS | 2013-11-01 | 2013-14 |  |  | 76.38% | 16.1508 | metres | 4137.5668 | 66824.9054 | 47028.5054 | 92.14%
41579 | Gravity mains | CASE126034WW | Branch Low Infiltration Sewer at SCHOFIELDS | 2013-11-01 | 2013-14 |  |  | 76.38% | 32.7896 | metres | 1162.6195 | 38121.8313 | 26828.5116 | 92.14%
41579 | Gravity mains | CASE126034WW | Branch Low Infiltration Sewer at SCHOFIELDS | 2013-11-01 | 2013-14 |  |  | 76.38% | 28.2705 | metres | 1361.4566 | 38489.0922 | 27086.9741 | 92.14%
41579 | Gravity mains | CASE126034WW | Branch Low Infiltration Sewer at SCHOFIELDS | 2013-11-01 | 2013-14 |  |  | 76.38% | 112.7222 | metres | 1361.4566 | 153466.4192 | 108003.0908 | 92.14%
41579 | Gravity mains | CASE126034WW | Branch Low Infiltration Sewer at SCHOFIELDS | 2013-11-01 | 2013-14 |  |  | 76.38% | 87.5365 | metres | 1361.4566 | 119177.2008 | 83871.8079 | 92.14%
41579 | Gravity mains | CASE126034WW | Branch Low Infiltration Sewer at SCHOFIELDS | 2013-11-01 | 2013-14 |  |  | 76.38% | 44.8137 | metres | 1361.4566 | 61011.9249 | 42937.5788 | 92.14%
41579 | Gravity mains | CASE126034WW | Branch Low Infiltration Sewer at SCHOFIELDS | 2013-11-01 | 2013-14 |  |  | 76.38% | 112.8351 | metres | 3875.3912 | 437280.3247 | 307739.1578 | 92.14%
41579 | Gravity mains | CASE126034WW | Branch Low Infiltration Sewer at SCHOFIELDS | 2013-11-01 | 2013-14 |  |  | 76.38% | 99.6243 | metres | 1361.4566 | 135634.1045 | 95453.4717 | 92.14%
41579 | Gravity mains | CASE126034WW | Branch Low Infiltration Sewer at THE PONDS | 2013-11-01 | 2013-14 |  |  | 76.38% | 94.2648 | metres | 3875.3912 | 365313.024 | 257091.655 | 92.14%
41579 | Gravity mains | CASE126034WW | Reticulation Low Infiltration Sewer at THE PONDS | 2013-11-01 | 2013-14 |  |  | 76.38% | 6.0824 | metres | 950.8722 | 5783.5408 | 4070.2082 | 92.14%
41579 | Gravity mains | CASE126034WW | Reticulation Low Infiltration Sewer at THE PONDS | 2013-11-01 | 2013-14 |  |  | 76.38% | 80.7051 | metres | 950.8722 | 76740.226 | 54006.4832 | 92.14%
41579 | Gravity mains | CASE126034WW | Reticulation Low Infiltration Sewer at THE PONDS | 2013-11-01 | 2013-14 |  |  | 76.38% | 78.0592 | metres | 950.8722 | 74224.2826 | 52235.87 | 92.14%
41579 | Gravity mains | CASE126034WW | Reticulation Low Infiltration Sewer at THE PONDS | 2013-11-01 | 2013-14 |  |  | 76.38% | 34.1908 | metres | 3592.3639 | 122825.6959 | 86439.4625 | 92.14%
41579 | Gravity mains | CASE126034WW | Reticulation Low Infiltration Sewer at THE PONDS | 2013-11-01 | 2013-14 |  |  | 76.38% | 27.0082 | metres | 950.8722 | 25681.3487 | 18073.4329 | 92.14%
41579 | Gravity mains | CASE126034WW | Branch Low Infiltration Sewer at SCHOFIELDS | 2013-11-01 | 2013-14 |  |  | 76.38% | 110.469 | metres | 4137.5668 | 457073.0123 | 321668.4034 | 92.14%
41579 | Gravity mains | CASE126034WW | Branch Low Infiltration Sewer at THE PONDS | 2013-11-01 | 2013-14 |  |  | 76.38% | 40.0841 | metres | 4137.5668 | 165850.7402 | 116718.6453 | 92.14%
41579 | Gravity mains | CASE126034WW | Branch Low Infiltration Sewer at SCHOFIELDS | 2013-11-01 | 2013-14 |  |  | 76.38% | 54.1587 | metres | 1361.4566 | 73734.7059 | 51891.327 | 92.14%
44127 | Gravity mains | CASE176081WW | Reticulation at ROUSE HILL | 2020-10-23 | 2020-21 |  |  | 76.38% | 28.2856 | metres | 812.2293 | 22974.3784 | 17175.7967 | 97.88%
44127 | Gravity mains | CASE176081WW | Reticulation at ROUSE HILL | 2020-10-23 | 2020-21 |  |  | 76.38% | 21.8433 | metres | 3336.402 | 72877.8859 | 54483.9876 | 97.88%
44127 | Gravity mains | CASE176081WW | Reticulation at ROUSE HILL | 2020-10-23 | 2020-21 |  |  | 76.38% | 20.0812 | metres | 812.2293 | 16310.518 | 12193.8507 | 97.88%
44127 | Gravity mains | CASE176081WW | Reticulation at ROUSE HILL | 2020-10-23 | 2020-21 |  |  | 76.38% | 18.7183 | metres | 3336.402 | 62451.8288 | 46689.3986 | 97.88%
44127 | Gravity mains | CASE176081WW | Reticulation at ROUSE HILL | 2020-10-23 | 2020-21 |  |  | 76.38% | 35.4864 | metres | 812.2293 | 28823.0768 | 21548.3221 | 97.88%
44127 | Gravity mains | CASE176081WW | Reticulation at ROUSE HILL | 2020-10-23 | 2020-21 |  |  | 76.38% | 61.4669 | metres | 812.2293 | 49925.1898 | 37324.4008 | 97.88%
44127 | Gravity mains | CASE176081WW | Reticulation at ROUSE HILL | 2020-10-23 | 2020-21 |  |  | 76.38% | 73.9661 | metres | 3336.402 | 246780.5513 | 184494.7658 | 97.88%
44127 | Gravity mains | CASE176081WW | Reticulation at ROUSE HILL | 2020-10-23 | 2020-21 |  |  | 76.38% | 29.9473 | metres | 3336.402 | 99916.2917 | 74698.0779 | 97.88%
44127 | Gravity mains | CASE176081WW | Reticulation at ROUSE HILL | 2020-10-23 | 2020-21 |  |  | 76.38% | 35.9173 | metres | 3336.402 | 119834.5395 | 89589.0911 | 97.88%
44127 | Gravity mains | CASE176081WW | Reticulation at ROUSE HILL | 2020-10-23 | 2020-21 |  |  | 76.38% | 34.1582 | metres | 812.2293 | 27744.3108 | 20741.8295 | 97.88%
42597 | Gravity mains | CASE147662WW | Reticulation at BOX HILL | 2016-08-15 | 2016-17 |  |  | 76.38% | 25.0858 | metres | 1162.6195 | 29165.2815 | 22149.4905 | 99.43%
42597 | Gravity mains | CASE147662WW | Reticulation at BOX HILL | 2016-08-15 | 2016-17 |  |  | 76.38% | 9.1378 | metres | 3592.3639 | 32826.3572 | 24929.8841 | 99.43%
42597 | Gravity mains | CASE147662WW | Reticulation at BOX HILL | 2016-08-15 | 2016-17 |  |  | 76.38% | 58.4032 | metres | 1162.6195 | 67900.7502 | 51567.0326 | 99.43%
42597 | Gravity mains | CASE147662WW | Reticulation at BOX HILL | 2016-08-15 | 2016-17 |  |  | 76.38% | 47.5303 | metres | 950.8722 | 45195.2636 | 34323.415 | 99.43%
42597 | Gravity mains | CASE147662WW | Reticulation at BOX HILL | 2016-08-15 | 2016-17 |  |  | 76.38% | 18.8717 | metres | 950.8722 | 17944.5413 | 13627.9311 | 99.43%
42597 | Gravity mains | CASE147662WW | Reticulation at BOX HILL | 2016-08-15 | 2016-17 |  |  | 76.38% | 35.6103 | metres | 3592.3639 | 127925.2523 | 97152.4709 | 99.43%
41859 | Gravity mains | PRO20026081 | Branch at BOX HILL | 2014-08-08 | 2014-15 |  |  | 76.38% | 99.4578 | metres | 1680.8751 | 167176.1412 | 127693.3299 | 100%
41859 | Gravity mains | PRO20026081 | Branch at BOX HILL | 2014-08-08 | 2014-15 |  |  | 76.38% | 84.5002 | metres | 1680.8751 | 142034.2419 | 108489.3165 | 100%
41859 | Gravity mains | PRO20026081 | Branch at BOX HILL | 2014-08-08 | 2014-15 |  |  | 76.38% | 20.5203 | metres | 1680.8751 | 34492.0472 | 26345.8908 | 100%
41873 | Gravity mains | PRO20026081 | Trunk at VINEYARD | 2014-08-22 | 2014-15 |  |  | 76.38% | 122.9463 | metres | 5841.3649 | 718174.2357 | 548559.4949 | 100%
42551 | Gravity mains | PRO20028451 | Branch at VINEYARD | 2016-06-30 | 2015-16 |  |  | 76.38% | 109.0421 | metres | 4137.5674 | 451168.9516 | 344614.1617 | 100%
41967 | Gravity mains | PRO20026081 | Trunk at VINEYARD | 2014-11-24 | 2014-15 |  |  | 76.38% | 21.1908 | metres | 3906.7707 | 82787.5624 | 63235.2167 | 100%
41967 | Gravity mains | PRO20026081 | Trunk at VINEYARD | 2014-11-24 | 2014-15 |  |  | 76.38% | 21.9149 | metres | 5841.3649 | 128012.7951 | 97779.3838 | 100%
41967 | Gravity mains | PRO20026081 | Trunk at VINEYARD | 2014-11-24 | 2014-15 |  |  | 76.38% | 21.9711 | metres | 5841.3649 | 128341.3071 | 98030.3095 | 100%
42551 | Gravity mains | PRO20028451 | Branch at VINEYARD | 2016-06-30 | 2015-16 |  |  | 76.38% | 22.1263 | metres | 1361.4566 | 30123.9949 | 23009.4629 | 100%
41873 | Gravity mains | PRO20026081 | Trunk at VINEYARD | 2014-08-22 | 2014-15 |  |  | 76.38% | 12.2323 | metres | 3906.7707 | 47788.9835 | 36502.4243 | 100%
41967 | Gravity mains | PRO20026081 | Reticulation at VINEYARD | 2014-11-24 | 2014-15 |  |  | 76.38% | 24.1933 | metres | 812.2293 | 19650.5077 | 15009.5506 | 100%
41873 | Gravity mains | PRO20026081 | Trunk at VINEYARD | 2014-08-22 | 2014-15 |  |  | 76.38% | 15.7706 | metres | 3906.7707 | 61612.0869 | 47060.8573 | 100%
42887 | Gravity mains | PRO20030056 | Reticulation at BOX HILL | 2017-06-01 | 2016-17 |  |  | 76.38% | 119.9433 | metres | 950.8722 | 114050.7157 | 87114.7973 | 100%
41859 | Gravity mains | PRO20026081 | Branch at BOX HILL | 2014-08-08 | 2014-15 |  |  | 76.38% | 142.8273 | metres | 1680.8751 | 240074.8254 | 183375.1734 | 100%
42887 | Gravity mains | PRO20030056 | Reticulation at BOX HILL | 2017-06-01 | 2016-17 |  |  | 76.38% | 104.3974 | metres | 1162.6195 | 121374.4025 | 92708.813 | 100%
42887 | Gravity mains | PRO20030056 | Reticulation at BOX HILL | 2017-06-01 | 2016-17 |  |  | 76.38% | 119.9301 | metres | 1162.6195 | 139433.1194 | 106502.514 | 100%
42887 | Gravity mains | PRO20030056 | Reticulation at BOX HILL | 2017-06-01 | 2016-17 |  |  | 76.38% | 115.9576 | metres | 950.8722 | 110260.8451 | 84219.9991 | 100%
41859 | Gravity mains | PRO20026081 | Reticulation at BOX HILL | 2014-08-08 | 2014-15 |  |  | 76.38% | 179.9678 | metres | 3875.3912 | 697445.7111 | 532726.5279 | 100%
41859 | Gravity mains | PRO20026081 | Branch at BOX HILL | 2014-08-08 | 2014-15 |  |  | 76.38% | 179.7516 | metres | 2005.9707 | 360576.4682 | 275417.3506 | 100%
42887 | Gravity mains | PRO20030056 | Reticulation at BOX HILL | 2017-06-01 | 2016-17 |  |  | 76.38% | 119.9445 | metres | 3875.3912 | 464831.7746 | 355050.1686 | 100%
41859 | Gravity mains | PRO20026081 | Branch at BOX HILL | 2014-08-08 | 2014-15 |  |  | 76.38% | 169.7849 | metres | 1680.8751 | 285387.2596 | 217985.9471 | 100%
41859 | Gravity mains | PRO20026081 | Reticulation at BOX HILL | 2014-08-08 | 2014-15 |  |  | 76.38% | 39.7138 | metres | 3875.3912 | 153906.4813 | 117557.6308 | 100%
43131 | Gravity mains | PRO20030056 | Branch at BOX HILL | 2018-01-31 | 2017-18 |  |  | 76.38% | 130.2438 | metres | 4416.6341 | 575239.3215 | 439382.2223 | 100%
41859 | Gravity mains | PRO20026081 | Reticulation at BOX HILL | 2014-08-08 | 2014-15 |  |  | 76.38% | 177.391 | metres | 950.8722 | 168676.1381 | 128839.0651 | 100%
41859 | Gravity mains | PRO20026081 | Reticulation at BOX HILL | 2014-08-08 | 2014-15 |  |  | 76.38% | 179.833 | metres | 1162.6195 | 209077.3667 | 159698.5369 | 100%
41859 | Gravity mains | PRO20026081 | Reticulation at BOX HILL | 2014-08-08 | 2014-15 |  |  | 76.38% | 180.0264 | metres | 950.8722 | 171182.0839 | 130753.1694 | 100%
41859 | Gravity mains | PRO20026081 | Reticulation at BOX HILL | 2014-08-08 | 2014-15 |  |  | 76.38% | 54.7763 | metres | 3875.3912 | 212279.713 | 162144.5693 | 100%
42887 | Gravity mains | PRO20030056 | Reticulation at BOX HILL | 2017-06-01 | 2016-17 |  |  | 76.38% | 113.0515 | metres | 3592.3639 | 406122.1575 | 310206.2905 | 100%
42887 | Gravity mains | PRO20030056 | Reticulation at BOX HILL | 2017-06-01 | 2016-17 |  |  | 76.38% | 90.4267 | metres | 950.8722 | 85984.2148 | 65676.9 | 100%
41859 | Gravity mains | PRO20026081 | Reticulation at BOX HILL | 2014-08-08 | 2014-15 |  |  | 76.38% | 107.5268 | metres | 950.8722 | 102244.226 | 78096.7044 | 100%
41859 | Gravity mains | PRO20026081 | Reticulation at BOX HILL | 2014-08-08 | 2014-15 |  |  | 76.38% | 89.9436 | metres | 3592.3639 | 323110.0674 | 246799.5739 | 100%
43131 | Gravity mains | PRO20030056 | Branch at BOX HILL | 2018-01-31 | 2017-18 |  |  | 76.38% | 179.8161 | metres | 1680.8751 | 302248.3444 | 230864.8666 | 100%
43131 | Gravity mains | PRO20030056 | Branch at BOX HILL | 2018-01-31 | 2017-18 |  |  | 76.38% | 156.3484 | metres | 1680.8751 | 262802.0872 | 200734.826 | 100%
43131 | Gravity mains | PRO20030056 | Branch at BOX HILL | 2018-01-31 | 2017-18 |  |  | 76.38% | 76.5747 | metres | 1680.8751 | 128712.5413 | 98313.8675 | 100%
43131 | Gravity mains | PRO20030056 | Branch at BOX HILL | 2018-01-31 | 2017-18 |  |  | 76.38% | 105.7523 | metres | 1680.8751 | 177756.4533 | 135774.8377 | 100%
43131 | Gravity mains | PRO20030056 | Branch at BOX HILL | 2018-01-31 | 2017-18 |  |  | 76.38% | 118.5378 | metres | 1680.8751 | 199247.2102 | 152190.0168 | 100%
43131 | Gravity mains | PRO20030056 | Branch at BOX HILL | 2018-01-31 | 2017-18 |  |  | 76.38% | 179.5715 | metres | 2326.8488 | 417835.7092 | 319153.3951 | 100%
43131 | Gravity mains | PRO20030056 | Branch at BOX HILL | 2018-01-31 | 2017-18 |  |  | 76.38% | 150.1249 | metres | 2005.9707 | 301146.2015 | 230023.0222 | 100%
43131 | Gravity mains | PRO20030056 | Branch at BOX HILL | 2018-01-31 | 2017-18 |  |  | 76.38% | 175.6186 | metres | 2005.9707 | 352285.8361 | 269084.7579 | 100%
43131 | Gravity mains | PRO20030056 | Branch at BOX HILL | 2018-01-31 | 2017-18 |  |  | 76.38% | 40.0403 | metres | 4641.6566 | 185853.1302 | 141959.2825 | 100%
43131 | Gravity mains | PRO20030056 | Branch at BOX HILL | 2018-01-31 | 2017-18 |  |  | 76.38% | 71.8593 | metres | 4641.6566 | 333546.0367 | 254770.829 | 100%
43131 | Gravity mains | PRO20030056 | Branch at BOX HILL | 2018-01-31 | 2017-18 |  |  | 76.38% | 112.7679 | metres | 1680.8751 | 189548.809 | 144782.1347 | 100%
43777 | Gravity mains | PRO20033812 | Branch at ROUSE HILL | 2019-11-08 | 2019-20 |  |  | 76.38% | 130.5512 | metres | 1680.8751 | 219440.1945 | 167613.9247 | 100%
43777 | Gravity mains | PRO20033812 | Branch at ROUSE HILL | 2019-11-08 | 2019-20 |  |  | 76.38% | 105.6726 | metres | 1680.8751 | 177622.5004 | 135672.521 | 100%
43777 | Gravity mains | PRO20033812 | Branch at ROUSE HILL | 2019-11-08 | 2019-20 |  |  | 76.38% | 180.1316 | metres | 1680.8751 | 302778.7343 | 231269.9917 | 100%
43777 | Gravity mains | PRO20033812 | Branch at ROUSE HILL | 2019-11-08 | 2019-20 |  |  | 76.38% | 188.2049 | metres | 4416.6341 | 831232.2675 | 634916.0554 | 100%
43777 | Gravity mains | PRO20033812 | Branch at ROUSE HILL | 2019-11-08 | 2019-20 |  |  | 76.38% | 175.872 | metres | 1680.8751 | 295618.9153 | 225801.1424 | 100%
41894 | Gravity mains | PRO20026081 | Branch at TALLAWONG | 2014-09-12 | 2014-15 |  |  | 76.38% | 16.3039 | metres | 1361.4566 | 22197.0992 | 16954.7011 | 100%
41894 | Gravity mains | PRO20026081 | Branch at TALLAWONG | 2014-09-12 | 2014-15 |  |  | 76.38% | 30.1466 | metres | 1361.4566 | 41043.2271 | 31349.8464 | 100%
41894 | Gravity mains | PRO20026081 | Branch at TALLAWONG | 2014-09-12 | 2014-15 |  |  | 76.38% | 156.9798 | metres | 1361.4566 | 213721.1548 | 163245.5787 | 100%
41894 | Gravity mains | PRO20026081 | Branch at TALLAWONG | 2014-09-12 | 2014-15 |  |  | 76.38% | 62.2512 | metres | 1361.4566 | 84752.3279 | 64735.9538 | 100%
41894 | Gravity mains | PRO20026081 | Branch at TALLAWONG | 2014-09-12 | 2014-15 |  |  | 76.38% | 69.8583 | metres | 2326.8488 | 162549.7342 | 124159.5642 | 100%
41894 | Gravity mains | PRO20026081 | Branch at TALLAWONG | 2014-09-12 | 2014-15 |  |  | 76.38% | 28.0005 | metres | 2326.8488 | 65152.8796 | 49765.4037 | 100%
41894 | Gravity mains | PRO20026081 | Branch at TALLAWONG | 2014-09-12 | 2014-15 |  |  | 76.38% | 165.8221 | metres | 4137.5668 | 686099.9449 | 524060.3471 | 100%
41894 | Gravity mains | PRO20026081 | Branch at TALLAWONG | 2014-09-12 | 2014-15 |  |  | 76.38% | 65.673 | metres | 1361.4566 | 89410.9023 | 68294.2898 | 100%
42551 | Gravity mains | PRO20028451 | Branch at VINEYARD | 2016-06-30 | 2015-16 |  |  | 76.38% | 178.0584 | metres | 4137.5674 | 736728.5102 | 562731.7152 | 100%
42551 | Gravity mains | PRO20028451 | Branch at VINEYARD | 2016-06-30 | 2015-16 |  |  | 76.38% | 194.4979 | metres | 4137.5674 | 804748.1596 | 614686.8295 | 100%
42551 | Gravity mains | PRO20028451 | Branch at VINEYARD | 2016-06-30 | 2015-16 |  |  | 76.38% | 32.4044 | metres | 4137.5668 | 134075.4131 | 102410.1635 | 100%
42551 | Gravity mains | PRO20028451 | Branch at VINEYARD | 2016-06-30 | 2015-16 |  |  | 76.38% | 114.2798 | metres | 1361.4566 | 155586.9335 | 118841.2023 | 100%
42551 | Gravity mains | PRO20028451 | Branch at VINEYARD | 2016-06-30 | 2015-16 |  |  | 76.38% | 4.4985 | metres | 1361.4566 | 6124.4516 | 4678.0097 | 100%
43777 | Gravity mains | PRO20033812 | Reticulation at VINEYARD | 2019-11-08 | 2019-20 |  |  | 76.38% | 149.5732 | metres | 1162.6195 | 173896.7398 | 132826.6916 | 100%
43777 | Gravity mains | PRO20033812 | Reticulation at VINEYARD | 2019-11-08 | 2019-20 |  |  | 76.38% | 109.3351 | metres | 1162.6195 | 127115.126 | 97093.7216 | 100%
43777 | Gravity mains | PRO20033812 | Reticulation at VINEYARD | 2019-11-08 | 2019-20 |  |  | 76.38% | 30.0858 | metres | 1162.6195 | 34978.3089 | 26717.3097 | 100%
43777 | Gravity mains | PRO20033812 | Reticulation at VINEYARD | 2019-11-08 | 2019-20 |  |  | 76.38% | 88.9595 | metres | 1162.6195 | 103426.0695 | 78999.4261 | 100%
43777 | Gravity mains | PRO20033812 | Reticulation at VINEYARD | 2019-11-08 | 2019-20 |  |  | 76.38% | 35.3521 | metres | 1162.6195 | 41101.0862 | 31394.0405 | 100%
43777 | Gravity mains | PRO20033812 | Reticulation at VINEYARD | 2019-11-08 | 2019-20 |  |  | 76.38% | 46.3607 | metres | 1162.6195 | 53899.9064 | 41170.1004 | 100%
41873 | Gravity mains | PRO20026081 | Trunk at VINEYARD | 2014-08-22 | 2014-15 |  |  | 76.38% | 137.6188 | metres | 5841.3649 | 803881.7373 | 614025.0344 | 100%
43777 | Gravity mains | PRO20033812 | Reticulation at VINEYARD | 2019-11-08 | 2019-20 |  |  | 76.38% | 34.0725 | metres | 1162.6195 | 39613.3363 | 30257.6599 | 100%
43777 | Gravity mains | PRO20033812 | Reticulation at VINEYARD | 2019-11-08 | 2019-20 |  |  | 76.38% | 119.8938 | metres | 1162.6195 | 139390.9119 | 106470.2748 | 100%
43777 | Gravity mains | PRO20033812 | Reticulation at VINEYARD | 2019-11-08 | 2019-20 |  |  | 76.38% | 82.906 | metres | 1162.6195 | 96388.1481 | 73623.6852 | 100%
41873 | Gravity mains | PRO20026081 | Trunk at VINEYARD | 2014-08-22 | 2014-15 |  |  | 76.38% | 104.264 | metres | 3906.7707 | 407335.3918 | 311132.9893 | 100%
41873 | Gravity mains | PRO20026081 | Trunk at VINEYARD | 2014-08-22 | 2014-15 |  |  | 76.38% | 179.8792 | metres | 3906.7707 | 702746.704 | 536775.5592 | 100%
42551 | Gravity mains | PRO20028451 | Branch at VINEYARD | 2016-06-30 | 2015-16 |  |  | 76.38% | 199.2114 | metres | 4137.5674 | 824250.7589 | 629583.404 | 100%
42551 | Gravity mains | PRO20028451 | Branch at VINEYARD | 2016-06-30 | 2015-16 |  |  | 76.38% | 60.2451 | metres | 4137.5674 | 249268.214 | 190397.3142 | 100%
41873 | Gravity mains | PRO20026081 | Trunk at VINEYARD | 2014-08-22 | 2014-15 |  |  | 76.38% | 139.7092 | metres | 3906.7707 | 545811.7888 | 416904.7346 | 100%
41873 | Gravity mains | PRO20026081 | Trunk at VINEYARD | 2014-08-22 | 2014-15 |  |  | 76.38% | 169.9172 | metres | 3906.7707 | 663827.3848 | 507048.007 | 100%
42551 | Gravity mains | PRO20028451 | Reticulation at VINEYARD | 2016-06-30 | 2015-16 |  |  | 76.38% | 197.8738 | metres | 1162.6195 | 230051.9863 | 175719.4774 | 100%
41873 | Gravity mains | PRO20026081 | Trunk at VINEYARD | 2014-08-22 | 2014-15 |  |  | 76.38% | 136.7652 | metres | 3906.7707 | 534310.2533 | 408119.5733 | 100%
41873 | Gravity mains | PRO20026081 | Trunk at VINEYARD | 2014-08-22 | 2014-15 |  |  | 76.38% | 129.9358 | metres | 3906.7707 | 507629.4552 | 387740.1106 | 100%
41873 | Gravity mains | PRO20026081 | Trunk at VINEYARD | 2014-08-22 | 2014-15 |  |  | 76.38% | 178.7322 | metres | 3906.7707 | 698265.7333 | 533352.8814 | 100%
41873 | Gravity mains | PRO20026081 | Trunk at VINEYARD | 2014-08-22 | 2014-15 |  |  | 76.38% | 71.2092 | metres | 3906.7707 | 278198.1655 | 212494.7368 | 100%
42551 | Gravity mains | PRO20028451 | Reticulation at VINEYARD | 2016-06-30 | 2015-16 |  |  | 76.38% | 8.0612 | metres | 1162.6195 | 9372.0916 | 7158.6387 | 100%
41901 | Gravity mains | PRO20026081 | Reticulation at VINEYARD | 2014-09-19 | 2014-15 |  |  | 76.38% | 51.0789 | metres | 1162.6195 | 59385.3194 | 45359.9965 | 100%
41901 | Gravity mains | PRO20026081 | Reticulation at VINEYARD | 2014-09-19 | 2014-15 |  |  | 76.38% | 143.1129 | metres | 3875.3912 | 554618.3255 | 423631.3883 | 100%
41901 | Gravity mains | PRO20026081 | Reticulation at GRANTHAM FARM | 2014-09-19 | 2014-15 |  |  | 76.38% | 69.6119 | metres | 3875.3912 | 269773.3264 | 206059.6333 | 100%
42551 | Gravity mains | PRO20028451 | Reticulation at GRANTHAM FARM | 2016-06-30 | 2015-16 |  |  | 76.38% | 93.1759 | metres | 1162.6195 | 108328.1551 | 82743.762 | 100%
42551 | Gravity mains | PRO20028451 | Reticulation at GRANTHAM FARM | 2016-06-30 | 2015-16 |  |  | 76.38% | 43.2355 | metres | 1162.6195 | 50266.4219 | 38394.7539 | 100%
42551 | Gravity mains | PRO20028451 | Branch at GRANTHAM FARM | 2016-06-30 | 2015-16 |  |  | 76.38% | 142.606 | metres | 4137.5668 | 590041.8227 | 450688.7439 | 100%
42551 | Gravity mains | PRO20028451 | Reticulation at GRANTHAM FARM | 2016-06-30 | 2015-16 |  |  | 76.38% | 175.0904 | metres | 1162.6195 | 203563.5476 | 155486.9435 | 100%
41901 | Gravity mains | PRO20026081 | Reticulation at GRANTHAM FARM | 2014-09-19 | 2014-15 |  |  | 76.38% | 176.6391 | metres | 950.8722 | 167961.1938 | 128292.9728 | 100%
41901 | Gravity mains | PRO20026081 | Reticulation at GRANTHAM FARM | 2014-09-19 | 2014-15 |  |  | 76.38% | 200.4466 | metres | 950.8722 | 190599.1303 | 145584.3964 | 100%
41901 | Gravity mains | PRO20026081 | Reticulation at GRANTHAM FARM | 2014-09-19 | 2014-15 |  |  | 76.38% | 185.4186 | metres | 950.8722 | 176309.4362 | 134669.5697 | 100%
41901 | Gravity mains | PRO20026081 | Reticulation at GRANTHAM FARM | 2014-09-19 | 2014-15 |  |  | 76.38% | 120.309 | metres | 3592.3639 | 432193.7424 | 330120.421 | 100%
41901 | Gravity mains | PRO20026081 | Reticulation at GRANTHAM FARM | 2014-09-19 | 2014-15 |  |  | 76.38% | 179.4632 | metres | 950.8722 | 170646.5802 | 130344.1382 | 100%
42551 | Gravity mains | PRO20028451 | Reticulation at GRANTHAM FARM | 2016-06-30 | 2015-16 |  |  | 76.38% | 224.9302 | metres | 1162.6195 | 261508.2035 | 199746.5252 | 100%
42551 | Gravity mains | PRO20028451 | Reticulation at GRANTHAM FARM | 2016-06-30 | 2015-16 |  |  | 76.38% | 67.1116 | metres | 1162.6195 | 78025.2485 | 59597.6419 | 100%
42551 | Gravity mains | PRO20028451 | Reticulation at VINEYARD | 2016-06-30 | 2015-16 |  |  | 76.38% | 128.9318 | metres | 1162.6195 | 149898.6057 | 114496.3149 | 100%
42551 | Gravity mains | PRO20028451 | Branch at VINEYARD | 2016-06-30 | 2015-16 |  |  | 76.38% | 138.8033 | metres | 4137.5668 | 574307.791 | 438670.6959 | 100%
42551 | Gravity mains | PRO20028451 | Reticulation at VINEYARD | 2016-06-30 | 2015-16 |  |  | 76.38% | 97.6849 | metres | 1162.6195 | 113570.3951 | 86747.9164 | 100%
42551 | Gravity mains | PRO20028451 | Reticulation at VINEYARD | 2016-06-30 | 2015-16 |  |  | 76.38% | 57.8251 | metres | 1162.6195 | 67228.6465 | 51350.9264 | 100%
42551 | Gravity mains | PRO20028451 | Reticulation at VINEYARD | 2016-06-30 | 2015-16 |  |  | 76.38% | 44.6231 | metres | 1162.6195 | 51879.6524 | 39626.9798 | 100%
41859 | Gravity mains | PRO20026081 | Branch at BOX HILL | 2014-08-08 | 2014-15 |  |  | 76.38% | 99.779 | metres | 1680.8751 | 167716.0189 | 128105.702 | 100%
41859 | Gravity mains | PRO20026081 | Branch at BOX HILL | 2014-08-08 | 2014-15 |  |  | 76.38% | 180.0963 | metres | 1680.8751 | 302719.3192 | 231224.609 | 100%
41859 | Gravity mains | PRO20026081 | Branch at BOX HILL | 2014-08-08 | 2014-15 |  |  | 76.38% | 120.1195 | metres | 2005.9707 | 240956.1255 | 184048.3325 | 100%
41859 | Gravity mains | PRO20026081 | Branch at BOX HILL | 2014-08-08 | 2014-15 |  |  | 76.38% | 64.7704 | metres | 2005.9707 | 129927.5372 | 99241.9119 | 100%
41859 | Gravity mains | PRO20026081 | Branch at BOX HILL | 2014-08-08 | 2014-15 |  |  | 76.38% | 180.153 | metres | 2005.9707 | 361381.5674 | 276032.3056 | 100%
43131 | Gravity mains | PRO20030056 | Branch at BOX HILL | 2018-01-31 | 2017-18 |  |  | 76.38% | 179.4305 | metres | 2326.8488 | 417507.5755 | 318902.7583 | 100%
43131 | Gravity mains | PRO20030056 | Branch at BOX HILL | 2018-01-31 | 2017-18 |  |  | 76.38% | 177.6224 | metres | 2326.8488 | 413300.3492 | 315689.1734 | 100%
43131 | Gravity mains | PRO20030056 | Branch at BOX HILL | 2018-01-31 | 2017-18 |  |  | 76.38% | 181.4794 | metres | 2326.8488 | 422275.107 | 322544.3185 | 100%
41873 | Gravity mains | PRO20026081 | Trunk at BOX HILL | 2014-08-22 | 2014-15 |  |  | 76.38% | 154.163 | metres | 2641.5239 | 407225.1885 | 311048.8133 | 100%
43777 | Gravity mains | PRO20033812 | Reticulation at VINEYARD | 2019-11-08 | 2019-20 |  |  | 76.38% | 119.5667 | metres | 950.8722 | 113692.611 | 86841.268 | 100%
41873 | Gravity mains | PRO20026081 | Trunk at BOX HILL | 2014-08-22 | 2014-15 |  |  | 76.38% | 35.0523 | metres | 5215.3237 | 182808.947 | 139634.0591 | 100%
41873 | Gravity mains | PRO20026081 | Branch at VINEYARD | 2014-08-22 | 2014-15 |  |  | 76.38% | 97.2843 | metres | 2326.8488 | 226365.7649 | 172903.8491 | 100%
41873 | Gravity mains | PRO20026081 | Trunk at VINEYARD | 2014-08-22 | 2014-15 |  |  | 76.38% | 89.8831 | metres | 3906.7707 | 351152.49 | 268219.0797 | 100%
41873 | Gravity mains | PRO20026081 | Trunk at VINEYARD | 2014-08-22 | 2014-15 |  |  | 76.38% | 60.6829 | metres | 5215.3237 | 316480.8028 | 241735.9753 | 100%
41873 | Gravity mains | PRO20026081 | Trunk at VINEYARD | 2014-08-22 | 2014-15 |  |  | 76.38% | 39.2186 | metres | 2641.5239 | 103596.8302 | 79129.8574 | 100%
41873 | Gravity mains | PRO20026081 | Trunk at BOX HILL | 2014-08-22 | 2014-15 |  |  | 76.38% | 95.4751 | metres | 2641.5239 | 252199.8119 | 192636.5422 | 100%
41873 | Gravity mains | PRO20026081 | Branch at BOX HILL | 2014-08-22 | 2014-15 |  |  | 76.38% | 105.455 | metres | 5056.6624 | 533250.4078 | 407310.0368 | 100%
41873 | Gravity mains | PRO20026081 | Branch at VINEYARD | 2014-08-22 | 2014-15 |  |  | 76.38% | 17.4912 | metres | 2326.8488 | 40699.476 | 31087.2806 | 100%
42307 | Gravity mains | CASE141964WW | Reticulation at VINEYARD | 2015-10-30 | 2015-16 |  |  | 76.38% | 6.1845 | metres | 1162.6195 | 7190.1957 | 5492.0518 | 100%
41873 | Gravity mains | PRO20026081 | Branch at BOX HILL | 2014-08-22 | 2014-15 |  |  | 76.38% | 54.5077 | metres | 2326.8488 | 126831.2702 | 96876.9054 | 100%
41873 | Gravity mains | PRO20026081 | Trunk at VINEYARD | 2014-08-22 | 2014-15 |  |  | 76.38% | 137.5681 | metres | 3906.7707 | 537447.1027 | 410515.5776 | 100%
41873 | Gravity mains | PRO20026081 | Reticulation at VINEYARD | 2014-08-22 | 2014-15 |  |  | 76.38% | 135.328 | metres | 3875.3912 | 524449.0073 | 400587.3063 | 100%
41901 | Gravity mains | PRO20026081 | Reticulation at VINEYARD | 2014-09-19 | 2014-15 |  |  | 76.38% | 13.7168 | metres | 1162.6195 | 15947.4292 | 12181.0465 | 100%
43131 | Gravity mains | PRO20030056 | Branch at BOX HILL | 2018-01-31 | 2017-18 |  |  | 76.38% | 179.0868 | metres | 5056.6624 | 905581.2719 | 691705.6898 | 100%
41859 | Gravity mains | PRO20026081 | Branch at BOX HILL | 2014-08-08 | 2014-15 |  |  | 76.38% | 149.4076 | metres | 2005.9707 | 299707.2708 | 228923.9309 | 100%
43131 | Gravity mains | PRO20030056 | Branch at BOX HILL | 2018-01-31 | 2017-18 |  |  | 76.38% | 180.1804 | metres | 5056.6624 | 911111.6167 | 695929.9059 | 100%
41859 | Gravity mains | PRO20026081 | Branch at BOX HILL | 2014-08-08 | 2014-15 |  |  | 76.38% | 101.1621 | metres | 2005.9707 | 202928.1254 | 155001.5921 | 100%
41873 | Gravity mains | PRO20026081 | Trunk at BOX HILL | 2014-08-22 | 2014-15 |  |  | 76.38% | 179.022 | metres | 2641.5239 | 472890.7649 | 361205.8276 | 100%
41873 | Gravity mains | PRO20026081 | Branch at BOX HILL | 2014-08-22 | 2014-15 |  |  | 76.38% | 69.402 | metres | 2005.9707 | 139218.4055 | 106338.5101 | 100%
41873 | Gravity mains | PRO20026081 | Branch at BOX HILL | 2014-08-22 | 2014-15 |  |  | 76.38% | 179.5051 | metres | 2326.8488 | 417681.3276 | 319035.4745 | 100%
41873 | Gravity mains | PRO20026081 | Branch at BOX HILL | 2014-08-22 | 2014-15 |  |  | 76.38% | 111.8091 | metres | 2326.8488 | 260162.8272 | 198718.893 | 100%
41873 | Gravity mains | PRO20026081 | Branch at GRANTHAM FARM | 2014-08-22 | 2014-15 |  |  | 76.38% | 148.6368 | metres | 5056.6624 | 751605.9521 | 574095.4785 | 100%
41873 | Gravity mains | PRO20026081 | Branch at BOX HILL | 2014-08-22 | 2014-15 |  |  | 76.38% | 182.5885 | metres | 2326.8488 | 424855.7239 | 324515.4584 | 100%
41873 | Gravity mains | PRO20026081 | Branch at BOX HILL | 2014-08-22 | 2014-15 |  |  | 76.38% | 94.5485 | metres | 5056.6624 | 478099.7815 | 365184.6051 | 100%
41901 | Gravity mains | PRO20026081 | Reticulation at GRANTHAM FARM | 2014-09-19 | 2014-15 |  |  | 76.38% | 35.9765 | metres | 812.2293 | 29221.1976 | 22319.8836 | 100%
41901 | Gravity mains | PRO20026081 | Reticulation at GRANTHAM FARM | 2014-09-19 | 2014-15 |  |  | 76.38% | 147.687 | metres | 812.2293 | 119955.7058 | 91625.1769 | 100%
41901 | Gravity mains | PRO20026081 | Reticulation at GRANTHAM FARM | 2014-09-19 | 2014-15 |  |  | 76.38% | 12.9376 | metres | 812.2293 | 10508.3174 | 8026.5164 | 100%
41873 | Gravity mains | PRO20026081 | Branch at GRANTHAM FARM | 2014-08-22 | 2014-15 |  |  | 76.38% | 108.31 | metres | 2326.8488 | 252020.9007 | 192499.8853 | 100%
41873 | Gravity mains | PRO20026081 | Branch at GRANTHAM FARM | 2014-08-22 | 2014-15 |  |  | 76.38% | 160.0859 | metres | 2326.8488 | 372495.783 | 284521.6222 | 100%
41894 | Gravity mains | PRO20026081 | Branch at GRANTHAM FARM | 2014-09-12 | 2014-15 |  |  | 76.38% | 170.0341 | metres | 4641.6566 | 789240.0712 | 602841.3626 | 100%
41894 | Gravity mains | PRO20026081 | Branch at GRANTHAM FARM | 2014-09-12 | 2014-15 |  |  | 76.38% | 117.3466 | metres | 2326.8488 | 273047.8923 | 208560.8289 | 100%
41873 | Gravity mains | PRO20026081 | Reticulation at GRANTHAM FARM | 2014-08-22 | 2014-15 |  |  | 76.38% | 34.4138 | metres | 3592.3639 | 123626.8185 | 94429.2648 | 100%
41894 | Gravity mains | PRO20026081 | Branch at GRANTHAM FARM | 2014-09-12 | 2014-15 |  |  | 76.38% | 175.1549 | metres | 5056.6624 | 885699.4431 | 676519.4503 | 100%
41894 | Gravity mains | PRO20026081 | Branch at GRANTHAM FARM | 2014-09-12 | 2014-15 |  |  | 76.38% | 179.937 | metres | 2326.8488 | 418686.1922 | 319803.0154 | 100%
41894 | Gravity mains | PRO20026081 | Branch at GRANTHAM FARM | 2014-09-12 | 2014-15 |  |  | 76.38% | 84.9288 | metres | 2326.8488 | 197616.5542 | 150944.4809 | 100%
42551 | Gravity mains | PRO20028451 | Reticulation at GRANTHAM FARM | 2016-06-30 | 2015-16 |  |  | 76.38% | 59.6854 | metres | 1162.6195 | 69391.3659 | 53002.8658 | 100%
42551 | Gravity mains | PRO20028451 | Reticulation at GRANTHAM FARM | 2016-06-30 | 2015-16 |  |  | 76.38% | 152.748 | metres | 1162.6195 | 177587.8293 | 135646.0384 | 100%
42551 | Gravity mains | PRO20028451 | Reticulation at GRANTHAM FARM | 2016-06-30 | 2015-16 |  |  | 76.38% | 100.2909 | metres | 1162.6195 | 116600.1467 | 89062.1167 | 100%
42551 | Gravity mains | PRO20028451 | Reticulation at GRANTHAM FARM | 2016-06-30 | 2015-16 |  |  | 76.38% | 29.4075 | metres | 1162.6195 | 34189.7494 | 26114.9881 | 100%
42551 | Gravity mains | PRO20028451 | Reticulation at GRANTHAM FARM | 2016-06-30 | 2015-16 |  |  | 76.38% | 169.9895 | metres | 3875.3912 | 658775.9917 | 503189.6263 | 100%
42551 | Gravity mains | PRO20028451 | Reticulation at GRANTHAM FARM | 2016-06-30 | 2015-16 |  |  | 76.38% | 71.6385 | metres | 3875.3912 | 277627.081 | 212058.5281 | 100%
42551 | Gravity mains | PRO20028451 | Reticulation at GRANTHAM FARM | 2016-06-30 | 2015-16 |  |  | 76.38% | 31.4056 | metres | 1162.6195 | 36512.7383 | 27889.3454 | 100%
42551 | Gravity mains | PRO20028451 | Reticulation at GRANTHAM FARM | 2016-06-30 | 2015-16 |  |  | 76.38% | 26.8455 | metres | 1162.6195 | 31211.0627 | 23839.7925 | 100%
42551 | Gravity mains | PRO20028451 | Reticulation at GRANTHAM FARM | 2016-06-30 | 2015-16 |  |  | 76.38% | 9.8747 | metres | 1162.6195 | 11480.5471 | 8769.1299 | 100%
42551 | Gravity mains | PRO20028451 | Reticulation at GRANTHAM FARM | 2016-06-30 | 2015-16 |  |  | 76.38% | 147.8518 | metres | 1162.6195 | 171895.434 | 131298.0441 | 100%
41894 | Gravity mains | PRO20026081 | Branch at GRANTHAM FARM | 2014-09-12 | 2014-15 |  |  | 76.38% | 132.6724 | metres | 4641.6566 | 615819.5505 | 470378.4191 | 100%
41894 | Gravity mains | PRO20026081 | Branch at RIVERSTONE | 2014-09-12 | 2014-15 |  |  | 76.38% | 148.5938 | metres | 4641.6566 | 689721.6019 | 526826.6596 | 100%
42332 | Gravity mains | PRO20028451 | Reticulation at ROUSE HILL | 2015-11-24 | 2015-16 |  |  | 76.38% | 6.4968 | metres | 1162.6195 | 7553.3002 | 5769.4001 | 100%
41894 | Gravity mains | PRO20026081 | Branch at RIVERSTONE | 2014-09-12 | 2014-15 |  |  | 76.38% | 168.8409 | metres | 2005.9707 | 338690.0002 | 258699.9174 | 100%
41894 | Gravity mains | PRO20026081 | Branch at ROUSE HILL | 2014-09-12 | 2014-15 |  |  | 76.38% | 66.6985 | metres | 2005.9707 | 133795.2727 | 102196.1852 | 100%
42324 | Gravity mains | PRO20028451 | Reticulation at RIVERSTONE | 2015-11-16 | 2015-16 |  |  | 76.38% | 97.6501 | metres | 1162.6195 | 113529.859 | 86716.9539 | 100%
42324 | Gravity mains | PRO20028451 | Reticulation at RIVERSTONE | 2015-11-16 | 2015-16 |  |  | 76.38% | 100.2363 | metres | 1162.6195 | 116536.7091 | 89013.6615 | 100%
42324 | Gravity mains | PRO20028451 | Reticulation at RIVERSTONE | 2015-11-16 | 2015-16 |  |  | 76.38% | 77.9624 | metres | 3592.3639 | 280069.3206 | 213923.9719 | 100%
42324 | Gravity mains | PRO20028451 | Reticulation at RIVERSTONE | 2015-11-16 | 2015-16 |  |  | 76.38% | 65.3872 | metres | 1162.6195 | 76020.3965 | 58066.2856 | 100%
42324 | Gravity mains | PRO20028451 | Reticulation at RIVERSTONE | 2015-11-16 | 2015-16 |  |  | 76.38% | 84.7951 | metres | 1162.6195 | 98584.4311 | 75301.2612 | 100%
41894 | Gravity mains | PRO20026081 | Branch at ROUSE HILL | 2014-09-12 | 2014-15 |  |  | 76.38% | 51.6308 | metres | 2005.9707 | 103569.8429 | 79109.2438 | 100%
41894 | Gravity mains | PRO20026081 | Branch at ROUSE HILL | 2014-09-12 | 2014-15 |  |  | 76.38% | 179.5816 | metres | 2005.9707 | 360235.3979 | 275156.8326 | 100%
41894 | Gravity mains | PRO20026081 | Branch at RIVERSTONE | 2014-09-12 | 2014-15 |  |  | 76.38% | 179.8868 | metres | 2005.9707 | 360847.7412 | 275624.5558 | 100%
41894 | Gravity mains | PRO20026081 | Branch at RIVERSTONE | 2014-09-12 | 2014-15 |  |  | 76.38% | 119.9299 | metres | 2005.9707 | 240575.9057 | 183757.911 | 100%
42324 | Gravity mains | PRO20028451 | Reticulation at RIVERSTONE | 2015-11-16 | 2015-16 |  |  | 76.38% | 158.5872 | metres | 1162.6195 | 184376.5822 | 140831.4581 | 100%
41894 | Gravity mains | PRO20026081 | Branch at RIVERSTONE | 2014-09-12 | 2014-15 |  |  | 76.38% | 167.6132 | metres | 2005.9707 | 336227.1017 | 256818.6938 | 100%
41894 | Gravity mains | PRO20026081 | Branch at RIVERSTONE | 2014-09-12 | 2014-15 |  |  | 76.38% | 120.5922 | metres | 2005.9707 | 241904.3626 | 184772.6197 | 100%
42332 | Gravity mains | PRO20028451 | Reticulation at RIVERSTONE | 2015-11-24 | 2015-16 |  |  | 76.38% | 42.5976 | metres | 1162.6195 | 49524.7439 | 37828.2416 | 100%
42332 | Gravity mains | PRO20028451 | Reticulation at RIVERSTONE | 2015-11-24 | 2015-16 |  |  | 76.38% | 44.3477 | metres | 950.8722 | 42168.9672 | 32209.7149 | 100%
41894 | Gravity mains | PRO20026081 | Branch at RIVERSTONE | 2014-09-12 | 2014-15 |  |  | 76.38% | 59.0104 | metres | 2005.9707 | 118373.2259 | 90416.4391 | 100%
41894 | Gravity mains | PRO20026081 | Branch at ROUSE HILL | 2014-09-12 | 2014-15 |  |  | 76.38% | 137.6478 | metres | 4641.6566 | 638914.0265 | 488018.5591 | 100%
41894 | Gravity mains | PRO20026081 | Branch at RIVERSTONE | 2014-09-12 | 2014-15 |  |  | 76.38% | 26.8423 | metres | 2005.9707 | 53844.7796 | 41127.9932 | 100%
41894 | Gravity mains | PRO20026081 | Branch at ROUSE HILL | 2014-09-12 | 2014-15 |  |  | 76.38% | 189.4019 | metres | 1361.4566 | 257862.4717 | 196961.8238 | 100%
42332 | Gravity mains | PRO20028451 | Reticulation at RIVERSTONE | 2015-11-24 | 2015-16 |  |  | 76.38% | 71.9737 | metres | 950.8722 | 68437.8075 | 52274.514 | 100%
42332 | Gravity mains | PRO20028451 | Reticulation at RIVERSTONE | 2015-11-24 | 2015-16 |  |  | 76.38% | 55.3198 | metres | 950.8722 | 52602.0376 | 40178.7557 | 100%
42332 | Gravity mains | PRO20028451 | Reticulation at RIVERSTONE | 2015-11-24 | 2015-16 |  |  | 76.38% | 18.0384 | metres | 950.8722 | 17152.1923 | 13101.2747 | 100%
42332 | Gravity mains | PRO20028451 | Reticulation at RIVERSTONE | 2015-11-24 | 2015-16 |  |  | 76.38% | 11.353 | metres | 950.8722 | 10795.2504 | 8245.683 | 100%
42332 | Gravity mains | PRO20028451 | Reticulation at RIVERSTONE | 2015-11-24 | 2015-16 |  |  | 76.38% | 75.4514 | metres | 3592.3639 | 271049.0038 | 207034.0277 | 100%
41901 | Gravity mains | PRO20026081 | Reticulation at GRANTHAM FARM | 2014-09-19 | 2014-15 |  |  | 76.38% | 56.6124 | metres | 950.8722 | 53831.1618 | 41117.5916 | 100%
41901 | Gravity mains | PRO20026081 | Reticulation at GRANTHAM FARM | 2014-09-19 | 2014-15 |  |  | 76.38% | 85.978 | metres | 3592.3639 | 308864.1281 | 235918.1682 | 100%
41901 | Gravity mains | PRO20026081 | Reticulation at GRANTHAM FARM | 2014-09-19 | 2014-15 |  |  | 76.38% | 12.7091 | metres | 950.8722 | 12084.7712 | 9230.6514 | 100%
41901 | Gravity mains | PRO20026081 | Reticulation at GRANTHAM FARM | 2014-09-19 | 2014-15 |  |  | 76.38% | 173.0994 | metres | 3875.3912 | 670827.7181 | 512395.0372 | 100%
41901 | Gravity mains | PRO20026081 | Reticulation at GRANTHAM FARM | 2014-09-19 | 2014-15 |  |  | 76.38% | 171.106 | metres | 3875.3912 | 663102.846 | 506494.5861 | 100%
41901 | Gravity mains | PRO20026081 | Reticulation at GRANTHAM FARM | 2014-09-19 | 2014-15 |  |  | 76.38% | 143.4663 | metres | 950.8722 | 136418.0889 | 104199.558 | 100%
42394 | Gravity mains | CASE143262WW | Reticulation at RIVERSTONE | 2016-01-25 | 2015-16 |  |  | 76.38% | 9.0401 | metres | 1162.6195 | 10510.1896 | 8027.9464 | 100%
41783 | Gravity mains | PRO20026081 | Branch at SCHOFIELDS | 2014-05-24 | 2013-14 |  |  | 76.38% | 120.5996 | metres | 1361.4566 | 164191.0711 | 125413.2584 | 100%
41783 | Gravity mains | PRO20026081 | Branch at SCHOFIELDS | 2014-05-24 | 2013-14 |  |  | 76.38% | 48.776 | metres | 1361.4566 | 66406.4208 | 50722.8898 | 100%
41783 | Gravity mains | PRO20026081 | Branch at SCHOFIELDS | 2014-05-24 | 2013-14 |  |  | 76.38% | 54.7676 | metres | 4137.5668 | 226604.729 | 173086.3758 | 100%
41783 | Gravity mains | PRO20026081 | Branch at SCHOFIELDS | 2014-05-24 | 2013-14 |  |  | 76.38% | 140.6099 | metres | 4137.5668 | 581782.8738 | 444380.3516 | 100%
41783 | Gravity mains | PRO20026081 | Branch at SCHOFIELDS | 2014-05-24 | 2013-14 |  |  | 76.38% | 67.8955 | metres | 1361.4566 | 92436.7714 | 70605.5246 | 100%
41783 | Gravity mains | PRO20026081 | Branch at SCHOFIELDS | 2014-05-24 | 2013-14 |  |  | 76.38% | 179.8684 | metres | 4137.5668 | 744217.3429 | 568451.8734 | 100%
40275 | Gravity mains | PRO20022157 | Branch at SCHOFIELDS | 2010-04-07 | 2009-10 |  |  | 76.38% | 66.3977 | metres | 1680.8751 | 111606.2281 | 85247.6364 | 100%
40275 | Gravity mains | PRO20022157 | Branch at SCHOFIELDS | 2010-04-07 | 2009-10 |  |  | 76.38% | 71.1956 | metres | 1680.8751 | 119670.8834 | 91407.6224 | 100%
40275 | Gravity mains | PRO20022157 | Branch at SCHOFIELDS | 2010-04-07 | 2009-10 |  |  | 76.38% | 36.1727 | metres | 1680.8751 | 60801.7875 | 46441.9303 | 100%
40275 | Gravity mains | PRO20022157 | Branch at SCHOFIELDS | 2010-04-07 | 2009-10 |  |  | 76.38% | 1.5198 | metres | 1680.8751 | 2554.5304 | 1951.2144 | 100%
40275 | Gravity mains | PRO20022157 | Branch at SCHOFIELDS | 2010-04-07 | 2009-10 |  |  | 76.38% | 16.8209 | metres | 1680.8751 | 28273.7854 | 21596.2265 | 100%
40275 | Gravity mains | PRO20022157 | Branch at SCHOFIELDS | 2010-04-07 | 2009-10 |  |  | 76.38% | 52.6147 | metres | 1680.8751 | 88438.658 | 67551.6653 | 100%
40275 | Gravity mains | PRO20022157 | Branch at SCHOFIELDS | 2010-04-07 | 2009-10 |  |  | 76.38% | 39.9208 | metres | 1680.8751 | 67101.8368 | 51254.066 | 100%
40275 | Gravity mains | PRO20022157 | Branch at SCHOFIELDS | 2010-04-07 | 2009-10 |  |  | 76.38% | 43.7891 | metres | 1680.8751 | 73604.0351 | 56220.6082 | 100%
40275 | Gravity mains | PRO20022157 | Branch at SCHOFIELDS | 2010-04-07 | 2009-10 |  |  | 76.38% | 9.9943 | metres | 1680.8751 | 16799.105 | 12831.5778 | 100%
40275 | Gravity mains | PRO20022157 | Branch at SCHOFIELDS | 2010-04-07 | 2009-10 |  |  | 76.38% | 79.4216 | metres | 1361.4566 | 108129.1185 | 82591.7329 | 100%
40275 | Gravity mains | PRO20022157 | Branch at SCHOFIELDS | 2010-04-07 | 2009-10 |  |  | 76.38% | 14.8019 | metres | 1680.8751 | 24880.2178 | 19004.1344 | 100%
40275 | Gravity mains | PRO20022157 | Branch at SCHOFIELDS | 2010-04-07 | 2009-10 |  |  | 76.38% | 46.9582 | metres | 1680.8751 | 78930.834 | 60289.3508 | 100%
40275 | Gravity mains | PRO20022157 | Branch at SCHOFIELDS | 2010-04-07 | 2009-10 |  |  | 76.38% | 9.9948 | metres | 1361.4566 | 13607.4437 | 10393.7068 | 100%
41783 | Gravity mains | PRO20026081 | Reticulation at SCHOFIELDS | 2014-05-24 | 2013-14 |  |  | 76.38% | 206.677 | metres | 3875.3912 | 800954.3981 | 611789.0593 | 100%
41783 | Gravity mains | PRO20026081 | Reticulation at SCHOFIELDS | 2014-05-24 | 2013-14 |  |  | 76.38% | 179.8251 | metres | 3875.3912 | 696892.5437 | 532304.0048 | 100%
41783 | Gravity mains | PRO20026081 | Branch at SCHOFIELDS | 2014-05-24 | 2013-14 |  |  | 76.38% | 155.4537 | metres | 4137.5668 | 643200.1221 | 491292.3864 | 100%
41783 | Gravity mains | PRO20026081 | Branch at SCHOFIELDS | 2014-05-24 | 2013-14 |  |  | 76.38% | 129.0135 | metres | 1361.4566 | 175646.3309 | 134163.0732 | 100%
42332 | Gravity mains | PRO20028451 | Reticulation at RIVERSTONE | 2015-11-24 | 2015-16 |  |  | 76.38% | 108.4434 | metres | 3875.3912 | 420260.4073 | 321005.4404 | 100%
42332 | Gravity mains | PRO20028451 | Branch at TALLAWONG | 2015-11-24 | 2015-16 |  |  | 76.38% | 175.867 | metres | 1361.4566 | 239435.313 | 182886.6977 | 100%
42332 | Gravity mains | PRO20028451 | Branch at TALLAWONG | 2015-11-24 | 2015-16 |  |  | 76.38% | 8.6203 | metres | 1361.4566 | 11736.1651 | 8964.3773 | 100%
42332 | Gravity mains | PRO20028451 | Branch at TALLAWONG | 2015-11-24 | 2015-16 |  |  | 76.38% | 115.6223 | metres | 1361.4566 | 157414.7954 | 120237.3691 | 100%
42332 | Gravity mains | PRO20028451 | Branch at TALLAWONG | 2015-11-24 | 2015-16 |  |  | 76.38% | 130.2659 | metres | 4416.6341 | 575336.832 | 439456.7032 | 100%
41894 | Gravity mains | PRO20026081 | Branch at TALLAWONG | 2014-09-12 | 2014-15 |  |  | 76.38% | 159.9601 | metres | 4137.5668 | 661845.765 | 505534.3962 | 100%
41894 | Gravity mains | PRO20026081 | Branch at TALLAWONG | 2014-09-12 | 2014-15 |  |  | 76.38% | 161.6169 | metres | 4137.5668 | 668700.8874 | 510770.5105 | 100%
41894 | Gravity mains | PRO20026081 | Branch at TALLAWONG | 2014-09-12 | 2014-15 |  |  | 76.38% | 160.7481 | metres | 1361.4566 | 218851.6007 | 167164.342 | 100%
41894 | Gravity mains | PRO20026081 | Branch at TALLAWONG | 2014-09-12 | 2014-15 |  |  | 76.38% | 78.0037 | metres | 1361.4566 | 106198.691 | 81117.2239 | 100%
42332 | Gravity mains | PRO20028451 | Branch at TALLAWONG | 2015-11-24 | 2015-16 |  |  | 76.38% | 196.5557 | metres | 4416.6372 | 868115.3169 | 663088.2537 | 100%
41894 | Gravity mains | PRO20026081 | Branch at TALLAWONG | 2014-09-12 | 2014-15 |  |  | 76.38% | 159.6845 | metres | 4137.5668 | 660705.4791 | 504663.4172 | 100%
41894 | Gravity mains | PRO20026081 | Branch at TALLAWONG | 2014-09-12 | 2014-15 |  |  | 76.38% | 175.9871 | metres | 1361.4566 | 239598.8006 | 183011.5736 | 100%
41894 | Gravity mains | PRO20026081 | Branch at TALLAWONG | 2014-09-12 | 2014-15 |  |  | 76.38% | 100.9161 | metres | 4137.5668 | 417547.0089 | 318932.8786 | 100%
40275 | Gravity mains | PRO20022157 | Reticulation at SCHOFIELDS | 2010-04-07 | 2009-10 |  |  | 76.38% | 121.0614 | metres | 1162.6195 | 140748.3802 | 107507.1431 | 100%
40275 | Gravity mains | PRO20022157 | Reticulation at SCHOFIELDS | 2010-04-07 | 2009-10 |  |  | 76.38% | 44.2637 | metres | 3875.3912 | 171539.3194 | 131026.0348 | 100%
40275 | Gravity mains | PRO20022157 | Reticulation at SCHOFIELDS | 2010-04-07 | 2009-10 |  |  | 76.38% | 49.1324 | metres | 1162.6195 | 57122.2428 | 43631.4018 | 100%
40275 | Gravity mains | PRO20022157 | Reticulation at SCHOFIELDS | 2010-04-07 | 2009-10 |  |  | 76.38% | 94.7941 | metres | 1162.6195 | 110209.5077 | 84180.7863 | 100%
40275 | Gravity mains | PRO20022157 | Branch at SCHOFIELDS | 2010-04-07 | 2009-10 |  |  | 76.38% | 144.3606 | metres | 1361.4566 | 196540.7286 | 150122.7382 | 100%
42917 | Gravity mains | PRO20030056 | Reticulation at SCHOFIELDS | 2017-07-01 | 2017-18 |  |  | 76.38% | 119.7973 | metres | 3592.3639 | 430355.5329 | 328716.3504 | 100%
42917 | Gravity mains | PRO20030056 | Reticulation at SCHOFIELDS | 2017-07-01 | 2017-18 |  |  | 76.38% | 64.3392 | metres | 3592.3639 | 231129.9681 | 176542.867 | 100%
42917 | Gravity mains | PRO20030056 | Reticulation at QUAKERS HILL | 2017-07-01 | 2017-18 |  |  | 76.38% | 88.0024 | metres | 950.8722 | 83679.0193 | 63916.1339 | 100%
42917 | Gravity mains | PRO20030056 | Reticulation at SCHOFIELDS | 2017-07-01 | 2017-18 |  |  | 76.38% | 103.6577 | metres | 3592.3639 | 372376.1337 | 284430.2311 | 100%
42917 | Gravity mains | PRO20030056 | Reticulation at SCHOFIELDS | 2017-07-01 | 2017-18 |  |  | 76.38% | 9.3997 | metres | 950.8722 | 8937.9191 | 6827.0068 | 100%
42917 | Gravity mains | PRO20030056 | Reticulation at SCHOFIELDS | 2017-07-01 | 2017-18 |  |  | 76.38% | 46.6868 | metres | 950.8722 | 44393.1483 | 33908.6001 | 100%
42917 | Gravity mains | PRO20030056 | Reticulation at QUAKERS HILL | 2017-07-01 | 2017-18 |  |  | 76.38% | 101.5829 | metres | 1162.6195 | 118102.3012 | 90209.4999 | 100%
42917 | Gravity mains | PRO20030056 | Branch at NIRIMBA FIELDS | 2017-07-01 | 2017-18 |  |  | 76.38% | 108.2957 | metres | 4137.5668 | 448080.8 | 342255.3541 | 100%
42917 | Gravity mains | PRO20030056 | Reticulation at SCHOFIELDS | 2017-07-01 | 2017-18 |  |  | 76.38% | 59.2908 | metres | 3592.3639 | 212994.0364 | 162690.1875 | 100%
42917 | Gravity mains | PRO20030056 | Reticulation at NIRIMBA FIELDS | 2017-07-01 | 2017-18 |  |  | 76.38% | 64.272 | metres | 3875.3912 | 249079.014 | 190252.7985 | 100%
42917 | Gravity mains | PRO20030056 | Reticulation at NIRIMBA FIELDS | 2017-07-01 | 2017-18 |  |  | 76.38% | 117.3426 | metres | 1162.6195 | 136424.7622 | 104204.6553 | 100%
42917 | Gravity mains | PRO20030056 | Reticulation at QUAKERS HILL | 2017-07-01 | 2017-18 |  |  | 76.38% | 60.9177 | metres | 950.8722 | 57924.9111 | 44244.5 | 100%
42917 | Gravity mains | PRO20030056 | Reticulation at QUAKERS HILL | 2017-07-01 | 2017-18 |  |  | 76.38% | 36.9895 | metres | 950.8722 | 35172.2519 | 26865.4482 | 100%
42917 | Gravity mains | PRO20030056 | Reticulation at QUAKERS HILL | 2017-07-01 | 2017-18 |  |  | 76.38% | 4.962 | metres | 950.8722 | 4718.1973 | 3603.8774 | 100%
42917 | Gravity mains | PRO20030056 | Reticulation at QUAKERS HILL | 2017-07-01 | 2017-18 |  |  | 76.38% | 77.3161 | metres | 3592.3639 | 277747.6696 | 212150.6367 | 100%
42917 | Gravity mains | PRO20030056 | Reticulation at QUAKERS HILL | 2017-07-01 | 2017-18 |  |  | 76.38% | 54.0655 | metres | 950.8722 | 51409.3614 | 39267.7597 | 100%
42917 | Gravity mains | PRO20030056 | Reticulation at QUAKERS HILL | 2017-07-01 | 2017-18 |  |  | 76.38% | 51.2592 | metres | 3592.3639 | 184141.6713 | 140652.0273 | 100%
41783 | Gravity mains | PRO20026081 | Reticulation at SCHOFIELDS | 2014-05-24 | 2013-14 |  |  | 76.38% | 62.2457 | metres | 3875.3912 | 241226.6034 | 184254.9303 | 100%
41783 | Gravity mains | PRO20026081 | Reticulation at SCHOFIELDS | 2014-05-24 | 2013-14 |  |  | 76.38% | 113.4766 | metres | 1162.6195 | 131930.118 | 100771.5333 | 100%
41783 | Gravity mains | PRO20026081 | Reticulation at SCHOFIELDS | 2014-05-24 | 2013-14 |  |  | 76.38% | 163.7238 | metres | 1162.6195 | 190348.479 | 145392.9427 | 100%
41783 | Gravity mains | PRO20026081 | Reticulation at SCHOFIELDS | 2014-05-24 | 2013-14 |  |  | 76.38% | 180.3904 | metres | 1162.6195 | 209725.357 | 160193.4881 | 100%
41783 | Gravity mains | PRO20026081 | Reticulation at NIRIMBA FIELDS | 2014-05-24 | 2013-14 |  |  | 76.38% | 116.0765 | metres | 1162.6195 | 134952.8151 | 103080.3451 | 100%
42917 | Gravity mains | PRO20030056 | Reticulation at NIRIMBA FIELDS | 2017-07-01 | 2017-18 |  |  | 76.38% | 120.15 | metres | 1162.6195 | 139688.7554 | 106697.7751 | 100%
41783 | Gravity mains | PRO20026081 | Reticulation at SCHOFIELDS | 2014-05-24 | 2013-14 |  |  | 76.38% | 23.5439 | metres | 1162.6195 | 27372.5517 | 20907.8415 | 100%
41783 | Gravity mains | PRO20026081 | Reticulation at SCHOFIELDS | 2014-05-24 | 2013-14 |  |  | 76.38% | 33.9141 | metres | 1162.6195 | 39429.1425 | 30116.9681 | 100%
41783 | Gravity mains | PRO20026081 | Reticulation at SCHOFIELDS | 2014-05-24 | 2013-14 |  |  | 76.38% | 117.0238 | metres | 1162.6195 | 136054.176 | 103921.5922 | 100%
42917 | Gravity mains | PRO20030056 | Reticulation at NIRIMBA FIELDS | 2017-07-01 | 2017-18 |  |  | 76.38% | 39.5482 | metres | 3875.3912 | 153264.7546 | 117067.4638 | 100%
42917 | Gravity mains | PRO20030056 | Reticulation at NIRIMBA FIELDS | 2017-07-01 | 2017-18 |  |  | 76.38% | 50.8576 | metres | 1162.6195 | 59128.0614 | 45163.4964 | 100%
42923 | Gravity mains | PRO20030056 | Reticulation at NIRIMBA FIELDS | 2017-07-07 | 2017-18 |  |  | 76.38% | 42.4512 | metres | 3875.3912 | 164514.8859 | 125660.5963 | 100%
42923 | Gravity mains | PRO20030056 | Reticulation at NIRIMBA FIELDS | 2017-07-07 | 2017-18 |  |  | 76.38% | 83.2347 | metres | 3875.3912 | 322566.8569 | 246384.6561 | 100%
42923 | Gravity mains | PRO20030056 | Reticulation at NIRIMBA FIELDS | 2017-07-07 | 2017-18 |  |  | 76.38% | 60.3775 | metres | 3875.3912 | 233986.2596 | 178724.5741 | 100%
41783 | Gravity mains | PRO20026081 | Reticulation at SCHOFIELDS | 2014-05-24 | 2013-14 |  |  | 76.38% | 6.408 | metres | 1162.6195 | 7450.1022 | 5690.5749 | 100%
42917 | Gravity mains | PRO20030056 | Reticulation at NIRIMBA FIELDS | 2017-07-01 | 2017-18 |  |  | 76.38% | 119.694 | metres | 1162.6195 | 139158.6217 | 106292.8457 | 100%
43945 | Gravity mains | CASE173126WW | Branch at NIRIMBA FIELDS | 2020-04-24 | 2019-20 |  |  | 76.38% | 13.3833 | metres | 1680.8751 | 22495.6169 | 17182.7164 | 100%
43945 | Gravity mains | CASE173126WW | Reticulation at NIRIMBA FIELDS | 2020-04-24 | 2019-20 |  |  | 76.38% | 54.7084 | metres | 1162.6195 | 63605.0448 | 48583.1286 | 100%
43945 | Gravity mains | CASE173126WW | Reticulation at NIRIMBA FIELDS | 2020-04-24 | 2019-20 |  |  | 76.38% | 58.8793 | metres | 1162.6195 | 68454.1989 | 52287.0341 | 100%
43945 | Gravity mains | CASE173126WW | Reticulation at NIRIMBA FIELDS | 2020-04-24 | 2019-20 |  |  | 76.38% | 140.1438 | metres | 1162.6195 | 162933.9619 | 124453.0469 | 100%
43945 | Gravity mains | CASE173126WW | Branch at NIRIMBA FIELDS | 2020-04-24 | 2019-20 |  |  | 76.38% | 95.0598 | metres | 1361.4566 | 129419.853 | 98854.1299 | 100%
43945 | Gravity mains | CASE173126WW | Reticulation at NIRIMBA FIELDS | 2020-04-24 | 2019-20 |  |  | 76.38% | 145.273 | metres | 1162.6195 | 168897.2803 | 129007.9791 | 100%
42958 | Gravity mains |  | Branch at MARSDEN PARK | 2017-08-11 | 2017-18 |  |  | 76.38% | 45.7329 | metres | 1361.4566 | 62263.3488 | 47558.3075 | 100%
42958 | Gravity mains |  | Branch at MARSDEN PARK | 2017-08-11 | 2017-18 |  |  | 76.38% | 46.7738 | metres | 1361.4566 | 63680.4428 | 48640.7195 | 100%
43425 | Gravity mains | CASE164713WW | Branch at MARSDEN PARK | 2018-11-21 | 2018-19 |  |  | 76.38% | 127.7305 | metres | 4137.5668 | 528493.6576 | 403676.7117 | 100%
43425 | Gravity mains | CASE164713WW | Branch at MARSDEN PARK | 2018-11-21 | 2018-19 |  |  | 76.38% | 146.9836 | metres | 4137.5668 | 608154.4642 | 464523.6338 | 100%
43425 | Gravity mains | CASE164713WW | Branch at MELONBA | 2018-11-21 | 2018-19 |  |  | 76.38% | 173.7942 | metres | 4137.5668 | 719085.2938 | 549255.384 | 100%
43425 | Gravity mains | CASE164713WW | Branch at MELONBA | 2018-11-21 | 2018-19 |  |  | 76.38% | 61.7493 | metres | 4137.5668 | 255491.8621 | 195151.0927 | 100%
43425 | Gravity mains | CASE164713WW | Branch at MELONBA | 2018-11-21 | 2018-19 |  |  | 76.38% | 103.3238 | metres | 4137.5668 | 427508.9502 | 326542.0592 | 100%
43425 | Gravity mains | CASE164713WW | Branch at MELONBA | 2018-11-21 | 2018-19 |  |  | 76.38% | 162.0548 | metres | 4137.5668 | 670512.6409 | 512154.3733 | 100%
43425 | Gravity mains | CASE164713WW | Branch at MELONBA | 2018-11-21 | 2018-19 |  |  | 76.38% | 68.1705 | metres | 1361.4566 | 92811.1312 | 70891.47 | 100%
43451 | Gravity mains | CASE168385WW | Reticulation at MARSDEN PARK | 2018-12-17 | 2018-19 |  |  | 76.38% | 29.2395 | metres | 3875.3912 | 113314.5244 | 86552.476 | 100%
43425 | Gravity mains | CASE164713WW | Branch at MARSDEN PARK | 2018-11-21 | 2018-19 |  |  | 76.38% | 179.7763 | metres | 4416.6341 | 794005.996 | 606481.6955 | 100%
43425 | Gravity mains | CASE164713WW | Branch at MELONBA | 2018-11-21 | 2018-19 |  |  | 76.38% | 130.28 | metres | 4137.5668 | 539042.2631 | 411734.0012 | 100%
43425 | Gravity mains | CASE164713WW | Branch at MELONBA | 2018-11-21 | 2018-19 |  |  | 76.38% | 169.1453 | metres | 4137.5668 | 699850.0222 | 534563.001 | 100%
44152 | Gravity mains | PRO20033234 | Branch at MARSDEN PARK | 2020-11-17 | 2020-21 |  |  | 76.38% | 149.0903 | metres | 4416.6341 | 658477.3452 | 502961.5126 | 100%
44152 | Gravity mains | PRO20033234 | Branch at MARSDEN PARK | 2020-11-17 | 2020-21 |  |  | 76.38% | 11.367 | metres | 1361.4566 | 15475.7146 | 11820.739 | 100%
44152 | Gravity mains | PRO20033234 | Branch at MARSDEN PARK | 2020-11-17 | 2020-21 |  |  | 76.38% | 10.0044 | metres | 1361.4566 | 13620.6208 | 10403.7718 | 100%
44152 | Gravity mains | PRO20033234 | Branch at MARSDEN PARK | 2020-11-17 | 2020-21 |  |  | 76.38% | 200.9773 | metres | 4416.6341 | 887643.3619 | 678004.2642 | 100%
44152 | Gravity mains | PRO20033234 | Branch at MARSDEN PARK | 2020-11-17 | 2020-21 |  |  | 76.38% | 95.8772 | metres | 4416.6341 | 423454.4692 | 323445.1449 | 100%
44152 | Gravity mains | PRO20033234 | Branch at MARSDEN PARK | 2020-11-17 | 2020-21 |  |  | 76.38% | 170.31 | metres | 4416.6341 | 752196.9618 | 574546.9065 | 100%
44152 | Gravity mains | PRO20033234 | Reticulation at MARSDEN PARK | 2020-11-17 | 2020-21 |  |  | 76.38% | 24.6036 | metres | 812.2293 | 19983.7681 | 15264.1033 | 100%
[5 empty] | - |  |  | 76.38%
41908 | Rising mains | PRO20026081 | Unknown | 2014-09-26 | 2014-15 |  |  | 76.38% | 237.3544 | metres | 5056.6624 | 1200220.8888 | 916758.8195 | 100%
41967 | Rising mains | PRO20026081 | Unknown | 2014-11-24 | 2014-15 |  |  | 76.38% | 1.9993 | metres | 1165.0878 | 2329.3672 | 1779.2291 | 100%
41967 | Rising mains | PRO20026081 | Unknown | 2014-11-24 | 2014-15 |  |  | 76.38% | 1.9993 | metres | 1165.0878 | 2329.3672 | 1779.2291 | 100%
41967 | Rising mains | PRO20026081 | Unknown | 2014-11-24 | 2014-15 |  |  | 76.38% | 2.376 | metres | 1338.598 | 3180.4833 | 2429.3329 | 100%
41967 | Rising mains | PRO20026081 | Unknown | 2014-11-24 | 2014-15 |  |  | 76.38% | 1.9989 | metres | 1165.0878 | 2328.8974 | 1778.8703 | 100%
41967 | Rising mains | PRO20026081 | Unknown | 2014-11-24 | 2014-15 |  |  | 76.38% | 15.6148 | metres | 4416.6341 | 68964.9245 | 52677.1391 | 100%
41967 | Rising mains | PRO20026081 | Unknown | 2014-11-24 | 2014-15 |  |  | 76.38% | 23.5249 | metres | 4416.6341 | 103900.898 | 79362.112 | 100%
41967 | Rising mains | PRO20026081 | Unknown | 2014-11-24 | 2014-15 |  |  | 76.38% | 2.2669 | metres | 1338.598 | 3034.5109 | 2317.8355 | 100%
41967 | Rising mains | PRO20026081 | Unknown | 2014-11-24 | 2014-15 |  |  | 76.38% | 7.3346 | metres | 1165.0878 | 8545.4301 | 6527.2139 | 100%
41967 | Rising mains | PRO20026081 | Unknown | 2014-11-24 | 2014-15 |  |  | 76.38% | 7.0584 | metres | 1165.0878 | 8223.606 | 6281.3966 | 100%
41967 | Rising mains | PRO20026081 | Unknown | 2014-11-24 | 2014-15 |  |  | 76.38% | 1.9989 | metres | 1165.0878 | 2328.8974 | 1778.8703 | 100%
41908 | Rising mains | PRO20026081 | Unknown | 2014-09-26 | 2014-15 |  |  | 76.38% | 1.0988 | metres | 2220.0361 | 2439.4682 | 1863.327 | 100%
42871 | Rising mains | CASE137295WW | Section 73 | 2017-05-16 | 2016-17 |  |  | 76.38% | 647.2384 | metres | 5056.6624 | 3272865.8972 | 2499897.0643 | 100%
42871 | Rising mains | CASE137295WW | Section 73 | 2017-05-16 | 2016-17 |  |  | 76.38% | 207.1374 | metres | 2220.0361 | 459852.4184 | 351246.8115 | 100%
42871 | Rising mains | CASE137295WW | Section 73 | 2017-05-16 | 2016-17 |  |  | 76.38% | 5.9966 | metres | 5056.6624 | 30322.9019 | 23161.3931 | 100%
42871 | Rising mains | CASE137295WW | Section 73 | 2017-05-16 | 2016-17 |  |  | 76.38% | 4.1477 | metres | 5056.6624 | 20973.5003 | 16020.0856 | 100%
42871 | Rising mains | CASE137295WW | Section 73 | 2017-05-16 | 2016-17 |  |  | 76.38% | 5.1973 | metres | 4416.6341 | 22954.4489 | 17533.1838 | 100%
42871 | Rising mains | CASE137295WW | Section 73 | 2017-05-16 | 2016-17 |  |  | 76.38% | 1.5992 | metres | 1338.598 | 2140.7263 | 1635.1405 | 100%
42871 | Rising mains | CASE137295WW | Section 73 | 2017-05-16 | 2016-17 |  |  | 76.38% | 318.7006 | metres | 2220.0361 | 707526.8206 | 540426.7322 | 100%
42871 | Rising mains | CASE137295WW | Section 73 | 2017-05-16 | 2016-17 |  |  | 76.38% | 724.5676 | metres | 5056.6624 | 3663893.6272 | 2798573.8525 | 100%
42871 | Rising mains | CASE137295WW | Section 73 | 2017-05-16 | 2016-17 |  |  | 76.38% | 5.1973 | metres | 1338.598 | 6957.1488 | 5314.0447 | 100%
42871 | Rising mains | CASE137295WW | Section 73 | 2017-05-16 | 2016-17 |  |  | 76.38% | 3.2984 | metres | 2220.0361 | 7322.4629 | 5593.0808 | 100%
42871 | Rising mains | CASE137295WW | Section 73 | 2017-05-16 | 2016-17 |  |  | 76.38% | 5.6967 | metres | 2220.0361 | 12646.7725 | 9659.922 | 100%
42871 | Rising mains | CASE137295WW | Section 73 | 2017-05-16 | 2016-17 |  |  | 76.38% | 1.4998 | metres | 1338.598 | 2007.6159 | 1533.4674 | 100%
42871 | Rising mains | CASE137295WW | Section 73 | 2017-05-16 | 2016-17 |  |  | 76.38% | 679.7544 | metres | 2220.0361 | 1509079.3994 | 1152672.6969 | 100%
42871 | Rising mains | CASE137295WW | Section 73 | 2017-05-16 | 2016-17 |  |  | 76.38% | 677.1776 | metres | 5056.6624 | 3424258.538 | 2615534.5607 | 100%
42871 | Rising mains | CASE137295WW | Section 73 | 2017-05-16 | 2016-17 |  |  | 76.38% | 5.1972 | metres | 1338.598 | 6956.9123 | 5313.8641 | 100%
42871 | Rising mains | CASE137295WW | Section 73 | 2017-05-16 | 2016-17 |  |  | 76.38% | 1.4995 | metres | 1338.598 | 2007.2634 | 1533.1981 | 100%
42871 | Rising mains | CASE137295WW | Section 73 | 2017-05-16 | 2016-17 |  |  | 76.38% | 3.0579 | metres | 2220.0361 | 6788.6395 | 5185.3331 | 100%
42871 | Rising mains | CASE137295WW | Section 73 | 2017-05-16 | 2016-17 |  |  | 76.38% | 5.297 | metres | 5056.6624 | 26785.0798 | 20459.1158 | 100%
42871 | Rising mains | CASE137295WW | Section 73 | 2017-05-16 | 2016-17 |  |  | 76.38% | 5.198 | metres | 4416.6341 | 22957.4635 | 17535.4865 | 100%
42871 | Rising mains | CASE137295WW | Section 73 | 2017-05-16 | 2016-17 |  |  | 76.38% | 3.5978 | metres | 5056.6624 | 18192.9193 | 13896.2081 | 100%
42871 | Rising mains | CASE137295WW | Section 73 | 2017-05-16 | 2016-17 |  |  | 76.38% | 1.4984 | metres | 1338.598 | 2005.6943 | 1531.9996 | 100%
41908 | Rising mains | PRO20026081 | Unknown | 2014-09-26 | 2014-15 |  |  | 76.38% | 277.4615 | metres | 5056.6624 | 1403029.274 | 1071668.9511 | 100%
41908 | Rising mains | PRO20026081 | Unknown | 2014-09-26 | 2014-15 |  |  | 76.38% | 279.2316 | metres | 2220.0361 | 619904.1857 | 473498.3659 | 100%
41908 | Rising mains | PRO20026081 | Unknown | 2014-09-26 | 2014-15 |  |  | 76.38% | 1.7642 | metres | 2220.0361 | 3916.5678 | 2991.5727 | 100%
41908 | Rising mains | PRO20026081 | Unknown | 2014-09-26 | 2014-15 |  |  | 76.38% | 1.1569 | metres | 2220.0361 | 2568.459 | 1961.8534 | 100%
41908 | Rising mains | PRO20026081 | Unknown | 2014-09-26 | 2014-15 |  |  | 76.38% | 207.5917 | metres | 2220.0361 | 460861.176 | 352017.3258 | 100%
41908 | Rising mains | PRO20026081 | Unknown | 2014-09-26 | 2014-15 |  |  | 76.38% | 1.3731 | metres | 2220.0361 | 3048.264 | 2328.3405 | 100%
41908 | Rising mains | PRO20026081 | Unknown | 2014-09-26 | 2014-15 |  |  | 76.38% | 2.1987 | metres | 2220.0361 | 4881.1547 | 3728.3484 | 100%
41908 | Rising mains | PRO20026081 | Unknown | 2014-09-26 | 2014-15 |  |  | 76.38% | 2.0986 | metres | 2220.0361 | 4658.88 | 3558.5694 | 100%
41908 | Rising mains | PRO20026081 | Unknown | 2014-09-26 | 2014-15 |  |  | 76.38% | 1.9992 | metres | 2220.0361 | 4438.2891 | 3390.0766 | 100%
41908 | Rising mains | PRO20026081 | Unknown | 2014-09-26 | 2014-15 |  |  | 76.38% | 1.9992 | metres | 2220.0361 | 4438.2891 | 3390.0766 | 100%
41908 | Rising mains | PRO20026081 | Unknown | 2014-09-26 | 2014-15 |  |  | 76.38% | 173.6664 | metres | 2220.0361 | 385545.6886 | 294489.4675 | 100%
41908 | Rising mains | PRO20026081 | Unknown | 2014-09-26 | 2014-15 |  |  | 76.38% | 1.9992 | metres | 2220.0361 | 4438.2891 | 3390.0766 | 100%
41908 | Rising mains | PRO20026081 | Unknown | 2014-09-26 | 2014-15 |  |  | 76.38% | 1.4994 | metres | 2220.0361 | 3328.7492 | 2542.5822 | 100%
41908 | Rising mains | PRO20026081 | Unknown | 2014-09-26 | 2014-15 |  |  | 76.38% | 1.6808 | metres | 2220.0361 | 3731.5327 | 2850.2382 | 100%
41908 | Rising mains | PRO20026081 | Unknown | 2014-09-26 | 2014-15 |  |  | 76.38% | 370.8577 | metres | 2220.0361 | 823317.4676 | 628870.5327 | 100%
41908 | Rising mains | PRO20026081 | Unknown | 2014-09-26 | 2014-15 |  |  | 76.38% | 263.5916 | metres | 2220.0361 | 585182.8432 | 446977.3336 | 100%
41908 | Rising mains | PRO20026081 | Unknown | 2014-09-26 | 2014-15 |  |  | 76.38% | 274.2611 | metres | 2220.0361 | 608869.6261 | 465069.8925 | 100%
41908 | Rising mains | PRO20026081 | Unknown | 2014-09-26 | 2014-15 |  |  | 76.38% | 1.999 | metres | 2220.0361 | 4437.8566 | 3389.7462 | 100%
41908 | Rising mains | PRO20026081 | Unknown | 2014-09-26 | 2014-15 |  |  | 76.38% | 1.9968 | metres | 2220.0361 | 4432.9023 | 3385.962 | 100%
41908 | Rising mains | PRO20026081 | Unknown | 2014-09-26 | 2014-15 |  |  | 76.38% | 1.9988 | metres | 2220.0361 | 4437.374 | 3389.3776 | 100%
41908 | Rising mains | PRO20026081 | Unknown | 2014-09-26 | 2014-15 |  |  | 76.38% | 229.3861 | metres | 5056.6624 | 1159927.8647 | 885981.9971 | 100%
41908 | Rising mains | PRO20026081 | Unknown | 2014-09-26 | 2014-15 |  |  | 76.38% | 55.8426 | metres | 5056.6624 | 282377.3314 | 215686.8885 | 100%
41908 | Rising mains | PRO20026081 | Unknown | 2014-09-26 | 2014-15 |  |  | 76.38% | 1.899 | metres | 2220.0361 | 4215.8696 | 3220.1869 | 100%
41908 | Rising mains | PRO20026081 | Unknown | 2014-09-26 | 2014-15 |  |  | 76.38% | 4.9982 | metres | 1338.598 | 6690.5724 | 5110.427 | 100%
41908 | Rising mains | PRO20026081 | Unknown | 2014-09-26 | 2014-15 |  |  | 76.38% | 2.9981 | metres | 1338.598 | 4013.2797 | 3065.4437 | 100%
41908 | Rising mains | PRO20026081 | Unknown | 2014-09-26 | 2014-15 |  |  | 76.38% | 92.3727 | metres | 2220.0361 | 205070.6933 | 156638.1393 | 100%
41908 | Rising mains | PRO20026081 | Unknown | 2014-09-26 | 2014-15 |  |  | 76.38% | 94.1077 | metres | 2220.0361 | 208922.5998 | 159580.322 | 100%
41908 | Rising mains | PRO20026081 | Unknown | 2014-09-26 | 2014-15 |  |  | 76.38% | 118.5917 | metres | 1580.7912 | 187468.7311 | 143193.319 | 100%
41908 | Rising mains | PRO20026081 | Unknown | 2014-09-26 | 2014-15 |  |  | 76.38% | 50.754 | metres | 1580.7912 | 80231.4851 | 61282.8207 | 100%
41908 | Rising mains | PRO20026081 | Unknown | 2014-09-26 | 2014-15 |  |  | 76.38% | 137.2913 | metres | 1580.7912 | 217028.9113 | 165772.1261 | 100%
41908 | Rising mains | PRO20026081 | Unknown | 2014-09-26 | 2014-15 |  |  | 76.38% | 145.0345 | metres | 1580.7912 | 229269.2634 | 175121.6141 | 100%
42871 | Rising mains | CASE137295WW | Section 73 | 2017-05-16 | 2016-17 |  |  | 76.38% | 306.1335 | metres | 2220.0361 | 679627.3858 | 519116.4441 | 100%
42958 | Rising mains | CASE137295WW | Section 73 | 2017-08-11 | 2017-18 |  |  | 76.38% | 306.9911 | metres | 2220.0361 | 681531.348 | 520570.7382 | 100%
42871 | Rising mains | CASE137295WW | Section 73 | 2017-05-16 | 2016-17 |  |  | 76.38% | 193.4911 | metres | 2220.0361 | 429557.2994 | 328106.6397 | 100%
42958 | Rising mains | CASE137295WW | Section 73 | 2017-08-11 | 2017-18 |  |  | 76.38% | 193.4901 | metres | 2220.0361 | 429555.0817 | 328104.9458 | 100%
42871 | Rising mains | CASE137295WW | Section 73 | 2017-05-16 | 2016-17 |  |  | 76.38% | 574.7799 | metres | 5056.6624 | 2906468.112 | 2220033.2458 | 100%
42958 | Rising mains | CASE137295WW | Section 73 | 2017-08-11 | 2017-18 |  |  | 76.38% | 574.9335 | metres | 5056.6624 | 2907244.8409 | 2220626.5308 | 100%
42871 | Rising mains | CASE137295WW | Section 73 | 2017-05-16 | 2016-17 |  |  | 76.38% | 4.9972 | metres | 2220.0361 | 11093.9733 | 8473.8551 | 100%
42958 | Rising mains | CASE137295WW | Section 73 | 2017-08-11 | 2017-18 |  |  | 76.38% | 4.9982 | metres | 2220.0361 | 11096.191 | 8475.549 | 100%
42871 | Rising mains | CASE137295WW | Section 73 | 2017-05-16 | 2016-17 |  |  | 76.38% | 518.9709 | metres | 5056.6624 | 2624260.8265 | 2004476.2426 | 100%
42958 | Rising mains | CASE137295WW | Section 73 | 2017-08-11 | 2017-18 |  |  | 76.38% | 518.2178 | metres | 5056.6624 | 2620452.4456 | 2001567.3058 | 100%
42871 | Rising mains | CASE137295WW | Section 73 | 2017-05-16 | 2016-17 |  |  | 76.38% | 532.716 | metres | 5056.6624 | 2693764.7522 | 2057565.0844 | 100%
42958 | Rising mains | CASE137295WW | Section 73 | 2017-08-11 | 2017-18 |  |  | 76.38% | 530.3411 | metres | 5056.6624 | 2681756.0313 | 2048392.5222 | 100%
42871 | Rising mains | CASE137295WW | Section 73 | 2017-05-16 | 2016-17 |  |  | 76.38% | 188.4633 | metres | 2220.0361 | 418395.2905 | 319580.8173 | 100%
42958 | Rising mains | CASE137295WW | Section 73 | 2017-08-11 | 2017-18 |  |  | 76.38% | 187.213 | metres | 2220.0361 | 415619.6544 | 317460.7168 | 100%
42871 | Rising mains | CASE137295WW | Section 73 | 2017-05-16 | 2016-17 |  |  | 76.38% | 537.8345 | metres | 5056.6624 | 2719647.2628 | 2077334.7952 | 100%
42871 | Rising mains | CASE137295WW | Section 73 | 2017-05-16 | 2016-17 |  |  | 76.38% | 3.3982 | metres | 5056.6624 | 17183.3105 | 13125.0436 | 100%
42871 | Rising mains | CASE137295WW | Section 73 | 2017-05-16 | 2016-17 |  |  | 76.38% | 5.1977 | metres | 4416.6341 | 22956.473 | 17534.7299 | 100%
42871 | Rising mains | CASE137295WW | Section 73 | 2017-05-16 | 2016-17 |  |  | 76.38% | 2.9984 | metres | 1338.598 | 4013.6869 | 3065.7547 | 100%
42871 | Rising mains | CASE137295WW | Section 73 | 2017-05-16 | 2016-17 |  |  | 76.38% | 4.7978 | metres | 5056.6624 | 24260.9036 | 18531.0867 | 100%
42871 | Rising mains | CASE137295WW | Section 73 | 2017-05-16 | 2016-17 |  |  | 76.38% | 183.2208 | metres | 2220.0361 | 406756.7499 | 310691.0081 | 100%
42871 | Rising mains | CASE137295WW | Section 73 | 2017-05-16 | 2016-17 |  |  | 76.38% | 5.1973 | metres | 1338.598 | 6957.0979 | 5314.0059 | 100%
42871 | Rising mains | CASE137295WW | Section 73 | 2017-05-16 | 2016-17 |  |  | 76.38% | 3.2981 | metres | 2220.0361 | 7321.9042 | 5592.6541 | 100%
42871 | Rising mains | CASE137295WW | Section 73 | 2017-05-16 | 2016-17 |  |  | 76.38% | 4.0981 | metres | 2220.0361 | 9097.8455 | 6949.1626 | 100%
42871 | Rising mains | CASE137295WW | Section 73 | 2017-05-16 | 2016-17 |  |  | 76.38% | 1.4989 | metres | 1338.598 | 2006.4531 | 1532.5792 | 100%
42871 | Rising mains | CASE137295WW | Section 73 | 2017-05-16 | 2016-17 |  |  | 76.38% | 559.9741 | metres | 5056.6624 | 2831599.8812 | 2162847.0132 | 100%
42958 | Rising mains | CASE137295WW | Section 73 | 2017-08-11 | 2017-18 |  |  | 76.38% | 562.8934 | metres | 2220.0361 | 1249643.7564 | 954509.2454 | 100%
42871 | Rising mains | CASE137295WW | Section 73 | 2017-05-16 | 2016-17 |  |  | 76.38% | 413.6106 | metres | 5056.6624 | 2091489.2953 | 1597531.9837 | 100%
42958 | Rising mains | CASE137295WW | Section 73 | 2017-08-11 | 2017-18 |  |  | 76.38% | 413.6106 | metres | 5056.6624 | 2091489.2953 | 1597531.9837 | 100%
42871 | Rising mains | CASE137295WW | Section 73 | 2017-05-16 | 2016-17 |  |  | 76.38% | 404.5993 | metres | 2220.0361 | 898224.9959 | 686086.7817 | 100%
42958 | Rising mains | CASE137295WW | Section 73 | 2017-08-11 | 2017-18 |  |  | 76.38% | 2.4984 | metres | 5056.6624 | 12633.6846 | 9649.9251 | 100%
42871 | Rising mains | CASE137295WW | Section 73 | 2017-05-16 | 2016-17 |  |  | 76.38% | 3.9978 | metres | 1338.598 | 5351.4739 | 4087.59 | 100%
42871 | Rising mains | CASE137295WW | Section 73 | 2017-05-16 | 2016-17 |  |  | 76.38% | 0.49987 | metres | 1338.598 | 669.1303 | 511.0985 | 100%
42871 | Rising mains | CASE137295WW | Section 73 | 2017-05-16 | 2016-17 |  |  | 76.38% | 0.49987 | metres | 1338.598 | 669.1303 | 511.0985 | 100%
42871 | Rising mains | CASE137295WW | Section 73 | 2017-05-16 | 2016-17 |  |  | 76.38% | 27.0551 | metres | 2220.0361 | 60063.3211 | 45877.8712 | 100%
[5 empty] | - |  |  | 76.38%
41967 | SPS |  | Sewer Pumping Station - Sp1154 | 2014-11-24 | 2014-15 |  |  | 76.38% | 1 | pumping statioin | 8550071.7127 | 8550071.7127 | 6530759.2323 | 100%
42958 | SPS |  | Pumping Station - Sewage | 2017-08-11 | 2017-18 |  |  | 76.38% | 1 | pumping statioin | 12944832.2308 | 12944832.2308 | 9887587.5481 | 100%
43363 | SPS |  | Sewage Pumping Station - Marsden Park | 2018-09-20 | 2018-19 |  |  | 76.38% | 1 | pumping statioin | 28003310.6538 | 28003310.6538 | 21389631.0737 | 100%
43949 | SPS |  | Sewage Pumping Station - | 2020-04-28 | 2019-20 |  |  | 76.38% | 1 | pumping statioin | 12114670.1365 | 12114670.1365 | 9253488.9179 | 100%
[5 empty] | - |  |  | 76.38%
43511 | STP | 20028253 | Riverstone WWTP Upgrade Stage1 | 2019-02-15 | 2018-19 |  |  | 76.38% | 1 | treatment | 124687305 | 124687305 | 95239291.043 | 100%
44292 | STP | 20034616 | Riverstone Growth Amplification | 2021-04-06 | 2020-21 |  |  | 76.38% | 1 | treatment | 15000000 | 15000000 | 11457376.2393 | 100%
|  |  |  | 2023-06-30 | ERROR - date outside of range |  |  | 76.38% |  |  |  | -
38604 | gravity mains | CASE67130WW | Section 73 | 2005-09-09 | 2005-06 |  |  | 76.38% | 124.5365 | metres | 5215.3237 | 649498.0147 | 496102.8747 | 100%
|  |  |  | 2023-06-30 | ERROR - date outside of range |  |  | 76.38% |  |  |  | -
39680 | gravity mains | CASE110406WW | Section 73 | 2008-08-20 | 2008-09 |  |  | 76.38% | 72.4135 | metres | 950.8722 | 68856.0265 | 5856.4926 | 11.14%
39680 | gravity mains | CASE110406WW | Section 73 | 2008-08-20 | 2008-09 |  |  | 76.38% | 42.0608 | metres | 950.8722 | 39994.4858 | 3401.698 | 11.14%
39680 | gravity mains | CASE110406WW | Section 73 | 2008-08-20 | 2008-09 |  |  | 76.38% | 8.198 | metres | 3592.3639 | 29450.2959 | 2504.8706 | 11.14%
39680 | gravity mains | CASE110406WW | Section 73 | 2008-08-20 | 2008-09 |  |  | 76.38% | 5.9676 | metres | 3592.3639 | 21437.9387 | 1823.3862 | 11.14%
39680 | gravity mains | CASE110406WW | Section 73 | 2008-08-20 | 2008-09 |  |  | 76.38% | 81.447 | metres | 950.8722 | 77445.7331 | 6587.083 | 11.14%
39680 | gravity mains | CASE110406WW | Section 73 | 2008-08-20 | 2008-09 |  |  | 76.38% | 36.6382 | metres | 950.8722 | 34838.288 | 2963.1419 | 11.14%
|  |  |  | 2023-06-30 | ERROR - date outside of range |  |  | 76.38% |  |  |  | -
42039 | gravity mains | CASE140158WW | Section 73 | 2015-02-04 | 2014-15 |  |  | 76.38% | 67.9631 | metres | 812.2293 | 55201.613 | 10449.0381 | 24.78%
42039 | gravity mains | CASE140158WW | Section 73 | 2015-02-04 | 2014-15 |  |  | 76.38% | 49.8575 | metres | 3336.402 | 166344.5478 | 31487.1329 | 24.78%
42039 | gravity mains | CASE140158WW | Section 73 | 2015-02-04 | 2014-15 |  |  | 76.38% | 32.6804 | metres | 812.2293 | 26543.9533 | 5024.4688 | 24.78%
42039 | gravity mains | CASE140158WW | Section 73 | 2015-02-04 | 2014-15 |  |  | 76.38% | 5.1844 | metres | 812.2293 | 4210.9306 | 797.0813 | 24.78%
42039 | gravity mains | CASE140158WW | Section 73 | 2015-02-04 | 2014-15 |  |  | 76.38% | 69.6486 | metres | 812.2293 | 56570.6684 | 10708.1848 | 24.78%
42039 | gravity mains | CASE140158WW | Section 73 | 2015-02-04 | 2014-15 |  |  | 76.38% | 107.9049 | metres | 3336.402 | 360014.0396 | 68146.5671 | 24.78%
42039 | gravity mains | CASE140158WW | Section 73 | 2015-02-04 | 2014-15 |  |  | 76.38% | 14.741 | metres | 812.2293 | 11973.1114 | 2266.374 | 24.78%
42039 | gravity mains | CASE140158WW | Section 73 | 2015-02-04 | 2014-15 |  |  | 76.38% | 18.0422 | metres | 812.2293 | 14654.3882 | 2773.9092 | 24.78%
44116 | gravity mains | CASE178871WW | Section 73 | 2020-10-12 | 2020-21 |  |  | 76.38% | 2.95 | metres | 812.2293 | 2396.0512 | 686.1072 | 37.49%
Note on C21: Greg McLennan: Eg, name or identification number.
Note on D21: Greg McLennan: Address nexus to DSP, eg, mains pipe required to transport water from point 'A' to point 'B' to facilitate water distribution in region '1', '2', and '3'.
Note on I21: Greg McLennan: This is not the capacity of the asset in ETs, but the number of ETs which the asset will service. The intention is to apportion the cost of the asset over the ETs which will receive a service from the asset.

## Uncommissioned assets
POST-1996 UNCOMMISSIONED ASSETS WITH A NEXUS TO THE SERVICE FOR WHICH THE MAXIMUM PRICE IS BEING CALCULATED
Consideration must be given to the principles regarding asset exclusions presented on the 'Asset exclusions' worksheet before they are entered into the register.
|  | Hyperlink to the 'Asset exclusions' worksheet: |  | Asset exclusions'!A1
Where this template is being used to calculate the maximum price for connecting to a Recycled Water System, refer to the following provisions of the Recycled Water Developer Charges Determination:
(a) Schedule 1, clause 2 (where the Recycled Water System is a Least Cost Servicing Solution); and
(b) Schedule 2, clause 2.2 (where the Recycled Water System is not a Least Cost Servicing Solution).
These provisions may affect the calculation of the capital charge.
Date range for assets
|  | Start date |  | 2021-07-01 |  | check
[6 empty] | Gravity main | 406563820
[6 empty] | Rising main | 187800000
|  | Register of uncommissioned assets |  |  |  | SPS | 191313843
[6 empty] | STP | 565044923.7462
|  | General inputs |  |  |  | Service potential inputs |  |  | Asset value inputs
|  | Identifier | Description | Date commissioned | Financial year of commissioning | DSP areas serviced by asset | Expected system-wide ETs to be serviced by this asset | Proportion of asset cost to be recovered via this DSP | Number of units or length of asset (A) | Unit of measure in (A) | MEERA value per unit/measure of length (B) ($ as at 1 July 2020) | Total MEERA value (A x B) ($, $2020-21) | MEERA value to be recovered via DSP ($, $2020-21)
2026 | Gravity main | MH1273532 | 44.9kL Storage at MH1273532 | 2026-06-30 | 2025-26 |  |  | 100% | 1 | gravity mains | 1854335 | 1854335 | 1854335
2023 | Gravity main | MH1282203 | 2.5kL Storage at MH1282203 | 2023-06-30 | 2022-23 |  |  | 100% | 1 | gravity mains | 986399 | 986399 | 986399
2023 | Gravity main | MH1229454 | 13.9kL Storage at MH1229454 | 2023-06-30 | 2022-23 |  |  | 100% | 1 | gravity mains | 1220479 | 1220479 | 1220479
2026 | Gravity main | MH1578231 | 0.1kL Storage at MH1578231 | 2026-06-30 | 2025-26 |  |  | 100% | 1 | gravity mains | 955559 | 955559 | 955559
2023 | Gravity main | MH1281375 | 23.4kL Storage at MH1281375 | 2023-06-30 | 2022-23 |  |  | 100% | 1 | gravity mains | 1415141 | 1415141 | 1415141
2023 | Gravity main | MH1065286 | 127.2kL Storage at MH1065286 | 2023-06-30 | 2022-23 |  |  | 100% | 1 | gravity mains | 3518116 | 3518116 | 3518116
2023 | Gravity main | MH1065810 | 73.5kL Storage at MH1065810 | 2023-06-30 | 2022-23 |  |  | 100% | 1 | gravity mains | 2435644 | 2435644 | 2435644
2023 | Gravity main | MH1062938 | 6.7kL Storage at MH1062938 | 2023-06-30 | 2022-23 |  |  | 100% | 1 | gravity mains | 1072700 | 1072700 | 1072700
2026 | Gravity main | MH1066066 | 1.7kL Storage at MH1066066 | 2026-06-30 | 2025-26 |  |  | 100% | 1 | gravity mains | 969952 | 969952 | 969952
2026 | Gravity main | MH1063330 | 0.2kL Storage at MH1063330 | 2026-06-30 | 2025-26 |  |  | 100% | 1 | gravity mains | 955559 | 955559 | 955559
2023 | Gravity main | MH1269077 | 2kL Storage at MH1269077 | 2023-06-30 | 2022-23 |  |  | 100% | 1 | gravity mains | 976120 | 976120 | 976120
2023 | Gravity main | MH1276298 | 200kL Storage at MH1276298 | 2023-06-30 | 2022-23 |  |  | 100% | 1 | gravity mains | 4966833 | 4966833 | 4966833
2023 | Gravity main | MH1275842 | 408kL Storage at MH1275842 | 2023-06-30 | 2022-23 |  |  | 100% | 1 | gravity mains | 8986992 | 8986992 | 8986992
2023 | Gravity main | MH1273110 | 1.6kL Storage at MH1273110 | 2023-06-30 | 2022-23 |  |  | 100% | 1 | gravity mains | 967896 | 967896 | 967896
2023 | Gravity main | MH1269545 | 129.2kL Storage at MH1269545 | 2023-06-30 | 2022-23 |  |  | 100% | 1 | gravity mains | 3558205 | 3558205 | 3558205
2023 | Gravity main | MH1268589 | 0.6kL Storage at MH1268589 | 2023-06-30 | 2022-23 |  |  | 100% | 1 | gravity mains | 947334 | 947334 | 947334
2023 | Gravity main | MH1267653 | 230kL Storage at MH1267653 | 2023-06-30 | 2022-23 |  |  | 100% | 1 | gravity mains | 5557547 | 5557547 | 5557547
2023 | Gravity main | MH1268113 | 113.4kL Storage at MH1268113 | 2023-06-30 | 2022-23 |  |  | 100% | 1 | gravity mains | 3241061 | 3241061 | 3241061
2023 | Gravity main | MH1275175 | 396.5kL Storage at MH1275175 | 2023-06-30 | 2022-23 |  |  | 100% | 1 | gravity mains | 8769329 | 8769329 | 8769329
2023 | Gravity main | MH1275943 | 153.2kL Storage at MH1275943 | 2023-06-30 | 2022-23 |  |  | 100% | 1 | gravity mains | 4037995 | 4037995 | 4037995
2023 | Gravity main | MH1275062 | 50.8kL Storage at MH1275062 | 2023-06-30 | 2022-23 |  |  | 100% | 1 | gravity mains | 1974528 | 1974528 | 1974528
2023 | Gravity main | MH1275443 | 477.2kL Storage at MH1275443 | 2023-06-30 | 2022-23 |  |  | 100% | 1 | gravity mains | 10285375 | 10285375 | 10285375
2023 | Gravity main | MH1277394 | 29.9kL Storage at MH1277394 | 2023-06-30 | 2022-23 |  |  | 100% | 1 | gravity mains | 1548120 | 1548120 | 1548120
2023 | Gravity main | MH1275030 | 164.5kL Storage at MH1275030 | 2023-06-30 | 2022-23 |  |  | 100% | 1 | gravity mains | 4263083 | 4263083 | 4263083
2023 | Gravity main | MH1276691 | 28.6kL Storage at MH1276691 | 2023-06-30 | 2022-23 |  |  | 100% | 1 | gravity mains | 1521538 | 1521538 | 1521538
2023 | Gravity main | MH1273035 | 44.9kL Storage at MH1273035 | 2023-06-30 | 2022-23 |  |  | 100% | 1 | gravity mains | 1854335 | 1854335 | 1854335
2026 | Gravity main | H1275767 | 190.6kL Storage at MH1275767 | 2026-06-30 | 2025-26 |  |  | 100% | 1 | gravity mains | 4780988 | 4780988 | 4780988
2026 | SPS | SP0898 | Generator | 2026-06-30 | 2025-26 |  |  | 100% | 1 | pumpoing station | 1181480 | 1181480 | 1181480
2026 | SPS | SP1148 | Generator | 2026-06-30 | 2025-26 |  |  | 100% | 1 | pumpoing station | 1301598 | 1301598 | 1301598
2026 | SPS | SP0241 | Generator | 2026-06-30 | 2025-26 |  |  | 100% | 1 | pumpoing station | 1212765 | 1212765 | 1212765
2027 | STP |  | Solids stream amplification | 2027-06-30 | 2026-27 |  |  | 100% | 1 | treatment | 100000000 | 100000000 | 100000000
[5 empty] | - |  |  | 100% |  |  |  | - | -
2026 | Gravity main |  | Pipe Amplification, 360 m DN225 Gravity Sewer, Blacktown | 2026-06-30 | 2025-26 |  |  | 100% | 1 | mains | 4079000 | 4079000 | 4079000
[5 empty] | - |  |  | 100% |  |  |  | - | -
2022 | SPS | SP1153 | 20kW generator | 2022-06-30 | 2021-22 |  |  | 100% | 1 | pumping station | 1235000 | 1235000 | 1235000
2026 | SPS | SP1181 | 17kW generator | 2026-06-30 | 2025-26 |  |  | 100% | 1 | pumping station | 1223000 | 1223000 | 1223000
[5 empty] | - |  |  | 100% |  |  |  | - | -
2029 | STP | ST0018 | Additional mechanical primary screen unit | 2029-06-30 | 2028-29 |  |  | 100% | 1 | treatment | 7200000 | 7200000 | 7200000
2027 | STP | ST0018 | AGS tank duplication and process optimisation, aeration | 2027-06-30 | 2026-27 |  |  | 100% | 1 | treatment | 177600000 | 177600000 | 177600000
2027 | STP | ST0018 | IEPS hydraulic upgrade | 2027-06-30 | 2026-27 |  |  | 100% | 1 | treatment | 2500000 | 2500000 | 2500000
2027 | STP | ST0018 | Additional tertiary clarifiers | 2027-06-30 | 2026-27 |  |  | 100% | 1 | treatment | 2500000 | 2500000 | 2500000
2027 | STP | ST0018 | SEPS additional pump band | 2027-06-30 | 2026-27 |  |  | 100% | 1 | treatment | 4700000 | 4700000 | 4700000
2029 | STP | ST0018 | Additional tertiary filters | 2029-06-30 | 2028-29 |  |  | 100% | 1 | treatment | 22700000 | 22700000 | 22700000
2029 | STP | ST0018 | CCT volume upgrade | 2029-06-30 | 2028-29 |  |  | 100% | 1 | treatment | 3200000 | 3200000 | 3200000
2027 | STP | ST0018 | Pipe size reduction for St Marys sludge transfer pipeline | 2027-06-30 | 2026-27 |  |  | 100% | 1 | treatment | 12300000 | 12300000 | 12300000
2027 | STP | ST0018 | Replace St Marys transfer PS pumps | 2027-06-30 | 2026-27 |  |  | 100% | 1 | treatment | 300000 | 300000 | 300000
2026 | gravity main |  | 483 ML Storage at O773507 | 2026-06-30 | 2025-26 |  |  | 100% | 1 | mains | 10400000 | 10400000 | 10400000
2026 | gravity main |  | 345 ML Storage at O773505 | 2026-06-30 | 2025-26 |  |  | 100% | 1 | mains | 7800000 | 7800000 | 7800000
2026 | gravity main |  | 1158 ML Storage at O768939 | 2026-06-30 | 2025-26 |  |  | 100% | 1 | mains | 26600000 | 26600000 | 26600000
2026 | gravity main |  | 2669 ML Storage at O768930 | 2026-06-30 | 2025-26 |  |  | 100% | 1 | mains | 45900000 | 45900000 | 45900000
2026 | gravity main |  | 177 m DN300 pipe amplification | 2026-06-30 | 2025-26 |  |  | 100% | 1 | mains | 1200000 | 1200000 | 1200000
2026 | gravity main |  | 959 m DN300 pipe amplification | 2026-06-30 | 2025-26 |  |  | 100% | 1 | mains | 7200000 | 7200000 | 7200000
2026 | gravity main |  | 996 m DN375 pipe amplification | 2026-06-30 | 2025-26 |  |  | 100% | 1 | mains | 7300000 | 7300000 | 7300000
2031 | gravity main |  | 3385 m DN375 pipe amplification | 2031-06-30 | 2030-31 |  |  | 100% | 1 | mains | 25500000 | 25500000 | 25500000
2031 | gravity main |  | 400 m DN300 pipe amplification | 2031-06-30 | 2030-31 |  |  | 100% | 1 | mains | 2700000 | 2700000 | 2700000
2031 | gravity main |  | 208 m DN450 pipe amplification | 2031-06-30 | 2030-31 |  |  | 100% | 1 | mains | 2000000 | 2000000 | 2000000
2031 | gravity main |  | 66 m DN225 pipe amplification | 2031-06-30 | 2030-31 |  |  | 100% | 1 | mains | 300000 | 300000 | 300000
2031 | gravity main |  | 726 m DN300 pipe amplification | 2031-06-30 | 2030-31 |  |  | 100% | 1 | mains | 4900000 | 4900000 | 4900000
2031 | gravity main |  | 1668 m DN1200 pipe amplification | 2031-06-30 | 2030-31 |  |  | 80% | 1 | mains | 38200000 | 38200000 | 30560000
2031 | gravity main |  | 527 m DN900 pipe amplification | 2031-06-30 | 2030-31 |  |  | 80% | 1 | mains | 11000000 | 11000000 | 8800000
2031 | gravity main |  | 30 m DN525 new gravity sewer | 2031-06-30 | 2030-31 |  |  | 100% | 1 | mains | 500000 | 500000 | 500000
2031 | gravity main |  | 643 m DN375 new gravity sewer | 2031-06-30 | 2030-31 |  |  | 100% | 1 | mains | 7100000 | 7100000 | 7100000
2031 | gravity main |  | 1692 m DN300 new gravity sewer | 2031-06-30 | 2030-31 |  |  | 100% | 1 | mains | 13300000 | 13300000 | 13300000
2031 | gravity main |  | 799 m DN375 new gravity sewer | 2031-06-30 | 2030-31 |  |  | 100% | 1 | mains | 8800000 | 8800000 | 8800000
2031 | gravity main |  | 2330 m DN450 new gravity sewer | 2031-06-30 | 2030-31 |  |  | 100% | 1 | mains | 28100000 | 28100000 | 28100000
2031 | gravity main |  | 669 m DN375 new gravity sewer | 2031-06-30 | 2030-31 |  |  | 100% | 1 | mains | 7300000 | 7300000 | 7300000
2031 | gravity main |  | 1862 m DN450 new gravity sewer | 2031-06-30 | 2030-31 |  |  | 100% | 1 | mains | 22400000 | 22400000 | 22400000
2031 | gravity main |  | 986 m DN525 new gravity sewer | 2031-06-30 | 2030-31 |  |  | 100% | 1 | mains | 17900000 | 17900000 | 17900000
-
-
[5 empty] | - | [6 empty] | - | -
2026 | Rising main |  | 420 m DN600 pressure main | 2026-06-30 | 2025-26 |  |  | 80% | 1 | mains | 5000000 | 5000000 | 4000000
2026 | Rising main |  | 5840 m DN560 pressure main | 2026-06-30 | 2025-26 |  |  | 100% | 1 | mains | 63300000 | 63300000 | 63300000
2026 | Rising main |  | 3900 m DN560 pressure main | 2026-06-30 | 2025-26 |  |  | 100% | 1 | mains | 42200000 | 42200000 | 42200000
2026 | Rising main |  | 3223 m DN560 pressure main | 2026-06-30 | 2025-26 |  |  | 100% | 1 | mains | 34900000 | 34900000 | 34900000
2026 | Rising main |  | 1651 m DN560 pressure main | 2026-06-30 | 2025-26 |  |  | 100% | 1 | mains | 17900000 | 17900000 | 17900000
2026 | Rising main |  | 1415 m DN375 pressure main | 2026-06-30 | 2025-26 |  |  | 100% | 1 | mains | 10600000 | 10600000 | 10600000
2026 | Rising main |  | 2924 m DN150 pressure main | 2026-06-30 | 2025-26 |  |  | 100% | 1 | mains | 13100000 | 13100000 | 13100000
2026 | Rising main |  | 355 m DN200 pressure main | 2026-06-30 | 2025-26 |  |  | 100% | 1 | mains | 1800000 | 1800000 | 1800000
[5 empty] | - | [6 empty] | - | -
2026 | SPS |  | New Generator at SP1154 | 2026-06-30 | 2025-26 |  |  | 100% | 1 | pumping station | 2000000 | 2000000 | 2000000
2026 | SPS |  | New Generator at SP0564 | 2026-06-30 | 2025-26 |  |  | 100% | 1 | pumping station | 2100000 | 2100000 | 2100000
2026 | SPS |  | New Generator at SP1160 | 2026-06-30 | 2025-26 |  |  | 100% | 1 | pumping station | 2000000 | 2000000 | 2000000
2026 | SPS |  | New Generator at SP1202 | 2026-06-30 | 2025-26 |  |  | 100% | 1 | pumping station | 1300000 | 1300000 | 1300000
2026 | SPS |  | SP0564 1010 L/s Upgrade | 2026-06-30 | 2025-26 |  |  | 80% | 1 | pumping station | 73200000 | 73200000 | 58560000
2026 | SPS |  | SP1154 706 L/s Upgrade | 2026-06-30 | 2025-26 |  |  | 100% | 1 | pumping station | 3900000 | 3900000 | 3900000
2026 | SPS |  | SP1160 420 L/s Upgrade | 2026-06-30 | 2025-26 |  |  | 100% | 1 | pumping station | 3900000 | 3900000 | 3900000
2026 | SPS |  | New SPS V 63 L/s | 2026-06-30 | 2025-26 |  |  | 100% | 1 | pumping station | 9600000 | 9600000 | 9600000
2026 | SPS |  | New SPS C 50 L/s | 2026-06-30 | 2025-26 |  |  | 100% | 1 | pumping station | 11600000 | 11600000 | 11600000
2026 | SPS |  | New SPS J 25 L/s | 2026-06-30 | 2025-26 |  |  | 100% | 1 | pumping station | 7000000 | 7000000 | 7000000
2026 | SPS |  | New SP1232 254 L/s | 2026-06-30 | 2025-26 |  |  | 100% | 1 | pumping station | 41900000 | 41900000 | 41900000
2026 | SPS |  | New SP1231 221 L/s | 2026-06-30 | 2025-26 |  |  | 100% | 1 | pumping station | 41300000 | 41300000 | 41300000
[5 empty] | - | [6 empty] | - | -
2025 | STP | ST0042- Riverstone | Stage 2 of WWTP upgrade | 2025-06-30 | 2024-25 |  |  | 100% | 1 | treatment | 232044923.7462 | 232044923.7462 | 232044923.7462
2022 | Gravity main |  | Orchard Hills North Lead-in to St Marys • 1.2km of DN450 wet weather relief (including 150m of trenchless) | 2022-06-30 | 2021-22 |  |  | 100% | 1 | gravity mains | 10714247 | 10714247 | 10714247
2022 | Gravity main |  | Orchard Hills North Lead-in to St Marys 0.7 km of DN375 | 2022-06-30 | 2021-22 |  |  | 100% | 1 | gravity mains | 3387452.6011 | 3387452.6011 | 3387452.6011
2022 | Gravity main |  | Within the Developer Precinct • 0.5km of DN375 | 2022-06-30 | 2021-22 |  |  | 100% | 1 | gravity mains | 2419609.0008 | 2419609.0008 | 2419609.0008
2022 | Gravity main |  | Within the Developer Precinct • 1.9km of DN300 | 2022-06-30 | 2021-22 |  |  | 100% | 1 | gravity mains | 8640537.9444 | 8640537.9444 | 8640537.9444
2022 | Gravity main |  | Within the Developer Precinct • 1.1km of DN225 (including 200m of trenchless) | 2022-06-30 | 2021-22 |  |  | 100% | 1 | gravity mains | 7141810.4537 | 7141810.4537 | 7141810.4537
[5 empty] | - | [6 empty] | - | -
[5 empty] | - | [6 empty] | - | -
[5 empty] | - | [6 empty] | - | -
[5 empty] | - | [6 empty] | - | -
[5 empty] | - | [6 empty] | - | -
[5 empty] | - | [6 empty] | - | -
[5 empty] | - | [6 empty] | - | -
[5 empty] | - | [6 empty] | - | -
[5 empty] | - | [6 empty] | - | -
[5 empty] | - | [6 empty] | - | -
[5 empty] | - | [6 empty] | - | -
[5 empty] | - | [6 empty] | - | -
[5 empty] | - | [6 empty] | - | -
[5 empty] | - | [6 empty] | - | -
[5 empty] | - | [6 empty] | - | -
[5 empty] | - | [6 empty] | - | -
[5 empty] | - | [6 empty] | - | -
[5 empty] | - | [6 empty] | - | -
[5 empty] | - | [6 empty] | - | -
[5 empty] | - | [6 empty] | - | -
[5 empty] | - | [6 empty] | - | -
[5 empty] | - | [6 empty] | - | -
[5 empty] | - | [6 empty] | - | -
[5 empty] | - | [6 empty] | - | -
[5 empty] | - | [6 empty] | - | -
[5 empty] | - | [6 empty] | - | -
Note on C21: Greg McLennan: Eg, name or identification number.
Note on D21: Greg McLennan: Address nexus to DSP, eg, mains pipe required to transport water from point 'A' to point 'B' to facilitate water distribution in region '1', '2', and '3'.
Note on I21: Greg McLennan: This is not the capacity of the asset in ETs, but the number of ETs which the asset will service. The intention is to apportion the cost of the asset over the ETs which will receive a service from the asset.

## ET inputs
EQUIVALENT TENEMENTS (ETs) SINCE 1 JULY 1996 RELATING TO THE DSP UNDER CONSIDERATION
ET consumption assumption (kL/year) |  | 130.5338 | Input entered at $H$36 on the 'General inputs' worksheet.
|  | Single dwelling |  | Multi dwelling |  | Non-residential |  | Commercial |  | Light industrial |  | Non-res 4 |  | Non-res 5 |  | Non-res 6 |  | Non-res 7 |  | Non-res 8
Consumption assumption |  | kL/year/ property | 130.5338 | kL/year/ property | 93.1039 | kL/hectare/year | N/A | kL/property/year | 5000 | kL/hectare/year | 20000 | kL/property/year | 5000 | kL/hectare/year | 20000 | kL/property/year | 5000 | kL/hectare/year | 20000 | kL/property/year | 5000
| Total new ETs in DSP area | Annual take-up of single residential dwellings | ETs | Annual take-up of multi-dwelling residential units | ETs | Annual water consumption | ETs | Annual take-up of properties for Commercial | ETs | Annual take-up of hectares for Light industrial | ETs | Annual take-up of properties for Non-res 4 | ETs | Annual take-up of hectares for Non-res 5 | ETs | Annual take-up of properties for Non-res 6 | ETs | Annual take-up of hectares for Non-res 7 | ETs | Annual take-up of properties for Non-res 8 | ETs |  | Do not delete section below - this is where the user can enter alternative consumption assumption options for non-residential customer groups. |  |  | Total ET in Lower South Creek Wastewater
1995-96 | 764.1356 |  | 593.5 |  | 170.6356 |  | 0 | 0 | 0 | 0 | 0 | 0 | 0 | 0 | 0 | 0 | 0 | 0 | 0 | 0 | 0 | 1 | kL/property/year | properties |  | Total ETs by 1970 | 46714.3067
1996-97 | 3860.1766 |  | 933 |  | 259.2858 |  | 2667.8908 | 0 | 0 | 0 | 0 | 0 | 0 | 0 | 0 | 0 | 0 | 0 | 0 | 0 | 0 | 2 | kL/hectare/year | hectares |  | Total ETs at 31 Dec 1995 | 104176.2062
1997-98 | 4224.6618 |  | 946 |  | 375.8929 |  | 2902.7689 | 0 | 0 | 0 | 0 | 0 | 0 | 0 | 0 | 0 | 0 | 0 | 0 | 0 | 0 | 3 |  |  |  | Total ETs at end of review period | 394060.6911
1998-99 | 1503.5771 |  | 1131 |  | 372.5771 |  | 0 | 0 | 0 | 0 | 0 | 0 | 0 | 0 | 0 | 0 | 0 | 0 | 0 | 0 | 0 | 4 |  |  | Provide plural notation for the units of measure entered at $AJ$12 to $AJ$18.
1999-00 | 3130.9053 |  | 779 |  | 505.4864 |  | 1846.4189 | 0 | 0 | 0 | 0 | 0 | 0 | 0 | 0 | 0 | 0 | 0 | 0 | 0 | 0 | 5 |  |  | The plural of the units will only affect headings.
2000-01 | 1971.1583 |  | 747 |  | 471.6034 |  | 752.5548 | 0 | 0 | 0 | 0 | 0 | 0 | 0 | 0 | 0 | 0 | 0 | 0 | 0 | 0 | 6 |  |  |  | Utilisation factors
2001-02 | 3637.0046 |  | 793 |  | 564.9 |  | 2279.1046 | 0 | 0 | 0 | 0 | 0 | 0 | 0 | 0 | 0 | 0 | 0 | 0 | 0 | 0 | 7 |  |  |  | ETs 1970 - 1995 | 57461.8994
2002-03 | 2674.7707 |  | 578 |  | 635.5742 |  | 1461.1965 | 0 | 0 | 0 | 0 | 0 | 0 | 0 | 0 | 0 | 0 | 0 | 0 | 0 | 0 |  | add alternatives at $AJ$18:$AJ$23 |  |  | ETs 1996 - 2022 | 82034.5036
2003-04 | 787.3586 |  | 207 |  | 580.3586 |  | 0 | 0 | 0 | 0 | 0 | 0 | 0 | 0 | 0 | 0 | 0 | 0 | 0 | 0 | 0 |  |  |  |  | Pre-1996 commissioned assets | 59.84%
2004-05 | 842.8803 |  | 251 |  | 591.8803 |  | 0 | 0 | 0 | 0 | 0 | 0 | 0 | 0 | 0 | 0 | 0 | 0 | 0 | 0 | 0 |  |  |  |  | Post-1996 commissioned assets | 76.38%
2005-06 | 834.7104 |  | 139 |  | 695.7104 |  | 0 | 0 | 0 | 0 | 0 | 0 | 0 | 0 | 0 | 0 | 0 | 0 | 0 | 0 | 0
2006-07 | 952.0383 |  | 350 |  | 282.2801 |  | 319.7582 | 0 | 0 | 0 | 0 | 0 | 0 | 0 | 0 | 0 | 0 | 0 | 0 | 0 | 0
2007-08 | 668.9913 |  | 247 |  | 421.9913 |  | 0 | 0 | 0 | 0 | 0 | 0 | 0 | 0 | 0 | 0 | 0 | 0 | 0 | 0 | 0
2008-09 | 1261.3268 |  | 274 |  | 333.6474 |  | 653.6794 | 0 | 0 | 0 | 0 | 0 | 0 | 0 | 0 | 0 | 0 | 0 | 0 | 0 | 0
2009-10 | 1936.6008 |  | 480 |  | 282.7311 |  | 1173.8697 | 0 | 0 | 0 | 0 | 0 | 0 | 0 | 0 | 0 | 0 | 0 | 0 | 0 | 0
2010-11 | 1098.5963 |  | 466 |  | 632.5963 |  | 0 | 0 | 0 | 0 | 0 | 0 | 0 | 0 | 0 | 0 | 0 | 0 | 0 | 0 | 0
2011-12 | 1103.3774 |  | 686 |  | 417.3774 |  | 0 | 0 | 0 | 0 | 0 | 0 | 0 | 0 | 0 | 0 | 0 | 0 | 0 | 0 | 0
2012-13 | 3421.4289 |  | 962 |  | 352.518 |  | 2106.9109 | 0 | 0 | 0 | 0 | 0 | 0 | 0 | 0 | 0 | 0 | 0 | 0 | 0 | 0
2013-14 | 3552.7433 |  | 1303 |  | 351.0866 |  | 1898.6567 | 0 | 0 | 0 | 0 | 0 | 0 | 0 | 0 | 0 | 0 | 0 | 0 | 0 | 0
2014-15 | 3500.0926 |  | 2063 |  | 464.8362 |  | 972.2563 | 0 | 0 | 0 | 0 | 0 | 0 | 0 | 0 | 0 | 0 | 0 | 0 | 0 | 0
2015-16 | 4447.5027 |  | 2784 |  | 0 |  | 1663.5027 | 0 | 0 | 0 | 0 | 0 | 0 | 0 | 0 | 0 | 0 | 0 | 0 | 0 | 0
2016-17 | 7458.0715 |  | 3374 |  | 267.0963 |  | 3816.9751 | 0 | 0 | 0 | 0 | 0 | 0 | 0 | 0 | 0 | 0 | 0 | 0 | 0 | 0
2017-18 | 7282.0332 |  | 3364 |  | 1023.5755 |  | 2894.4577 | 0 | 0 | 0 | 0 | 0 | 0 | 0 | 0 | 0 | 0 | 0 | 0 | 0 | 0
2018-19 | 4054.9026 |  | 2933 |  | 907.7601 |  | 214.1425 | 0 | 0 | 0 | 0 | 0 | 0 | 0 | 0 | 0 | 0 | 0 | 0 | 0 | 0
2019-20 | 5009.5951 |  | 4241 |  | 768.5951 |  | 0 | 0 | 0 | 0 | 0 | 0 | 0 | 0 | 0 | 0 | 0 | 0 | 0 | 0 | 0
2020-21 | 4904.8976 |  | 3288 |  | 1007.5729 |  | 609.3248 | 0 | 0 | 0 | 0 | 0 | 0 | 0 | 0 | 0 | 0 | 0 | 0 | 0 | 0
2021-22 | 7150.9661 |  | 4463 |  | 1053.7548 |  | 1634.2113 | 0 | 0 | 0 | 0 | 0 | 0 | 0 | 0 | 0 | 0 | 0 | 0 | 0 | 0
2022-23 | 8109.912 |  | 1788.978 |  | 2300.844 |  | 4020.09 | 0 | 0 | 0 | 0 | 0 | 0 | 0 | 0 | 0 | 0 | 0 | 0 | 0 | 0
2023-24 | 7017.0634 |  | 1509.0364 |  | 1884.7765 |  | 3623.2505 | 0 | 0 | 0 | 0 | 0 | 0 | 0 | 0 | 0 | 0 | 0 | 0 | 0 | 0
2024-25 | 7924.4069 |  | 1769.2093 |  | 2137.9104 |  | 4017.2873 | 0 | 0 | 0 | 0 | 0 | 0 | 0 | 0 | 0 | 0 | 0 | 0 | 0 | 0
2025-26 | 8224.2598 |  | 1835.3653 |  | 2198.7728 |  | 4190.1217 | 0 | 0 | 0 | 0 | 0 | 0 | 0 | 0 | 0 | 0 | 0 | 0 | 0 | 0
2026-27 | 8477.031 |  | 1962.1375 |  | 2301.6676 |  | 4213.2259 | 0 | 0 | 0 | 0 | 0 | 0 | 0 | 0 | 0 | 0 | 0 | 0 | 0 | 0
2027-28 | 9575.6516 |  | 2228.6044 |  | 2893.5816 |  | 4453.4656 | 0 | 0 | 0 | 0 | 0 | 0 | 0 | 0 | 0 | 0 | 0 | 0 | 0 | 0
2028-29 | 9617.218 |  | 2161.7909 |  | 2858.7883 |  | 4596.6388 | 0 | 0 | 0 | 0 | 0 | 0 | 0 | 0 | 0 | 0 | 0 | 0 | 0 | 0
2029-30 | 9946.6362 |  | 2046.9699 |  | 2851.9885 |  | 5047.6778 | 0 | 0 | 0 | 0 | 0 | 0 | 0 | 0 | 0 | 0 | 0 | 0 | 0 | 0
2030-31 | 9735.0032 |  | 2264.8934 |  | 2930.3891 |  | 4539.7206 | 0 | 0 | 0 | 0 | 0 | 0 | 0 | 0 | 0 | 0 | 0 | 0 | 0 | 0
2031-32 | 6884.419 |  | 1438.579 |  | 2108.5917 |  | 3337.2483 | 0 | 0 | 0 | 0 | 0 | 0 | 0 | 0 | 0 | 0 | 0 | 0 | 0 | 0
2032-33 | 6520.0211 |  | 1357.776 |  | 1978.1313 |  | 3184.1138 | 0 | 0 | 0 | 0 | 0 | 0 | 0 | 0 | 0 | 0 | 0 | 0 | 0 | 0
2033-34 | 7021.4776 |  | 1453.9709 |  | 2127.2942 |  | 3440.2125 | 0 | 0 | 0 | 0 | 0 | 0 | 0 | 0 | 0 | 0 | 0 | 0 | 0 | 0
2034-35 | 6670.3312 |  | 1398.8759 |  | 2027.4495 |  | 3244.0059 | 0 | 0 | 0 | 0 | 0 | 0 | 0 | 0 | 0 | 0 | 0 | 0 | 0 | 0
2035-36 | 7183.2376 |  | 1489.6635 |  | 2163.3584 |  | 3530.2157 | 0 | 0 | 0 | 0 | 0 | 0 | 0 | 0 | 0 | 0 | 0 | 0 | 0 | 0
2036-37 | 6365.9388 |  | 1347.072 |  | 1933.5399 |  | 3085.327 | 0 | 0 | 0 | 0 | 0 | 0 | 0 | 0 | 0 | 0 | 0 | 0 | 0 | 0
2037-38 | 7684.4335 |  | 1664.3236 |  | 2330.7529 |  | 3689.357 | 0 | 0 | 0 | 0 | 0 | 0 | 0 | 0 | 0 | 0 | 0 | 0 | 0 | 0
2038-39 | 7096.7376 |  | 1515.4084 |  | 2138.5542 |  | 3442.775 | 0 | 0 | 0 | 0 | 0 | 0 | 0 | 0 | 0 | 0 | 0 | 0 | 0 | 0
2039-40 | 7105.096 |  | 1469.4117 |  | 2116.7436 |  | 3518.9407 | 0 | 0 | 0 | 0 | 0 | 0 | 0 | 0 | 0 | 0 | 0 | 0 | 0 | 0
2040-41 | 7203.8409 |  | 1543.2634 |  | 2177.8084 |  | 3482.7691 | 0 | 0 | 0 | 0 | 0 | 0 | 0 | 0 | 0 | 0 | 0 | 0 | 0 | 0
2041-42 | 7301.5464 |  | 1563.6072 |  | 2209.1881 |  | 3528.7511 | 0 | 0 | 0 | 0 | 0 | 0 | 0 | 0 | 0 | 0 | 0 | 0 | 0 | 0
2042-43 | 7340.6052 |  | 1572.841 |  | 2220.8712 |  | 3546.893 | 0 | 0 | 0 | 0 | 0 | 0 | 0 | 0 | 0 | 0 | 0 | 0 | 0 | 0
2043-44 | 7379.0355 |  | 1581.884 |  | 2232.1165 |  | 3565.035 | 0 | 0 | 0 | 0 | 0 | 0 | 0 | 0 | 0 | 0 | 0 | 0 | 0 | 0
2044-45 | 7421.6158 |  | 1590.9271 |  | 2246.5936 |  | 3584.0951 | 0 | 0 | 0 | 0 | 0 | 0 | 0 | 0 | 0 | 0 | 0 | 0 | 0 | 0
2045-46 | 7460.9197 |  | 1599.9702 |  | 2258.2767 |  | 3602.6728 | 0 | 0 | 0 | 0 | 0 | 0 | 0 | 0 | 0 | 0 | 0 | 0 | 0 | 0
2046-47 | 7492.8203 |  | 1609.0132 |  | 2266.6586 |  | 3617.1485 | 0 | 0 | 0 | 0 | 0 | 0 | 0 | 0 | 0 | 0 | 0 | 0 | 0 | 0
2047-48 | 7530.5786 |  | 1617.4288 |  | 2278.3417 |  | 3634.808 | 0 | 0 | 0 | 0 | 0 | 0 | 0 | 0 | 0 | 0 | 0 | 0 | 0 | 0
2048-49 | 7560.1442 |  | 1625.0324 |  | 2286.793 |  | 3648.3188 |  | 0 |  | 0 |  | 0 |  | 0 |  | 0 |  | 0 |  | 0
2049-50 | 0 | [7 empty] | 0 |  | 0 |  | 0 |  | 0 |  | 0 |  | 0 |  | 0
2050-51 | 0 | [7 empty] | 0 |  | 0 |  | 0 |  | 0 |  | 0 |  | 0 |  | 0
2051-52 | 0 | [7 empty] | 0 |  | 0 |  | 0 |  | 0 |  | 0 |  | 0 |  | 0
2052-53 | [8 empty] | 0 |  | 0 |  | 0 |  | 0 |  | 0 |  | 0 |  | 0
2053-54 | [8 empty] | 0 |  | 0 |  | 0 |  | 0 |  | 0 |  | 0 |  | 0
2054-55 | [8 empty] | 0 |  | 0 |  | 0 |  | 0 |  | 0 |  | 0 |  | 0
2055-56 | [8 empty] | 0 |  | 0 |  | 0 |  | 0 |  | 0 |  | 0 |  | 0
2056-57 | [8 empty] | 0 |  | 0 |  | 0 |  | 0 |  | 0 |  | 0 |  | 0
2057-58 | [8 empty] | 0 |  | 0 |  | 0 |  | 0 |  | 0 |  | 0 |  | 0
2058-59 | [8 empty] | 0 |  | 0 |  | 0 |  | 0 |  | 0 |  | 0 |  | 0
2059-60 | [8 empty] | 0 |  | 0 |  | 0 |  | 0 |  | 0 |  | 0 |  | 0
2060-61 | [8 empty] | 0 |  | 0 |  | 0 |  | 0 |  | 0 |  | 0 |  | 0
2061-62 | [8 empty] | 0 |  | 0 |  | 0 |  | 0 |  | 0 |  | 0 |  | 0
2062-63 | [8 empty] | 0 |  | 0 |  | 0 |  | 0 |  | 0 |  | 0 |  | 0
2063-64 | [8 empty] | 0 |  | 0 |  | 0 |  | 0 |  | 0 |  | 0 |  | 0
2064-65 | [8 empty] | 0 |  | 0 |  | 0 |  | 0 |  | 0 |  | 0 |  | 0
2065-66 | [8 empty] | 0 |  | 0 |  | 0 |  | 0 |  | 0 |  | 0 |  | 0
2066-67 | [8 empty] | 0 |  | 0 |  | 0 |  | 0 |  | 0 |  | 0 |  | 0
2067-68 | [8 empty] | 0 |  | 0 |  | 0 |  | 0 |  | 0 |  | 0 |  | 0
2068-69 | [8 empty] | 0 |  | 0 |  | 0 |  | 0 |  | 0 |  | 0 |  | 0
2069-70 | [8 empty] | 0 |  | 0 |  | 0 |  | 0 |  | 0 |  | 0 |  | 0
2070-71 | [8 empty] | 0 |  | 0 |  | 0 |  | 0 |  | 0 |  | 0 |  | 0
2071-72 | [8 empty] | 0 |  | 0 |  | 0 |  | 0 |  | 0 |  | 0 |  | 0
2072-73 | [8 empty] | 0 |  | 0 |  | 0 |  | 0 |  | 0 |  | 0 |  | 0
2073-74 | [8 empty] | 0 |  | 0 |  | 0 |  | 0 |  | 0 |  | 0 |  | 0
2074-75 | [8 empty] | 0 |  | 0 |  | 0 |  | 0 |  | 0 |  | 0 |  | 0
2075-76 | [8 empty] | 0 |  | 0 |  | 0 |  | 0 |  | 0 |  | 0 |  | 0
2076-77 | [8 empty] | 0 |  | 0 |  | 0 |  | 0 |  | 0 |  | 0 |  | 0
2077-78 | [8 empty] | 0 |  | 0 |  | 0 |  | 0 |  | 0 |  | 0 |  | 0
2078-79 | [8 empty] | 0 |  | 0 |  | 0 |  | 0 |  | 0 |  | 0 |  | 0
2079-80 | [8 empty] | 0 |  | 0 |  | 0 |  | 0 |  | 0 |  | 0 |  | 0
2080-81 | [8 empty] | 0 |  | 0 |  | 0 |  | 0 |  | 0 |  | 0 |  | 0
2081-82 | [8 empty] | 0 |  | 0 |  | 0 |  | 0 |  | 0 |  | 0 |  | 0
2082-83 | [8 empty] | 0 |  | 0 |  | 0 |  | 0 |  | 0 |  | 0 |  | 0
2083-84 | [8 empty] | 0 |  | 0 |  | 0 |  | 0 |  | 0 |  | 0 |  | 0
2084-85 | [8 empty] | 0 |  | 0 |  | 0 |  | 0 |  | 0 |  | 0 |  | 0
2085-86 | [8 empty] | 0 |  | 0 |  | 0 |  | 0 |  | 0 |  | 0 |  | 0
Note on AG8: IPART: An agency can enter data for up to 8 different non-residential customer types.
Note on C12: IPART: For 1995-96, only enter new ETs from 1 January 1996 to 30 June 1996 for all property types for which ETs can be entered on this worksheet.

## Reduction amount
'REDUCTION AMOUNT' : CALCULATIONS
| Link to Report and Determination: |  |  |  |  | IPART - Developer charges and backlog sewerage charges for metropolitan water agencies 2017
Please present all data and calculations related to the generation of the time series for Ri and Ci in this worksheet.
Where:
| Ri | = the Agency’s estimate of the future periodic revenues to be received from new customers in the relevant DSP Area in each financial year i, estimated in accordance with clause 4 of Schedule 5 of the Determination and set out in the relevant DSP.
| Ci | = the Agency’s estimate of the future operating, maintenance and administration costs of servicing all new customers in the DSP Area in each financial year i (excluding, for the avoidance of doubt, any Capital Costs), estimated in accordance with clause 5 of Schedule 5 of the Determination and set out in the relevant DSP.
The corresponding time series should be manually entered or linked to the following ranges in the MP Calculations worksheet.
| Ri : | $Q$66:$Q$95
| Ci : | $T$66:$T$95
| Required timeframe for Ri and Ci: |  |  |  |  | Start year: | Final year: | #REF!
Notes:
The costs expected to be incurred must be exclusive of all capital costs included in the capital charge calculation.
All calculations on the worksheet need to be converted into $, $2022-23 before being linked into the MP Calculations.
Where this spreadsheet is being used to calculate the maximum price for connection of a New Development to a Recycled Water System that is a Least Cost Servicing Solution,
the reduction amount includes the revenues that the Agency would have received had the supply of potable water not been substituted with Recycled Water, but excludes the
revenues from the sale of Recycled Water (see Recycled Water Developer Charges Determination, Sch 1, cl 3).
Where this spreadsheet is being used to calculate the ordinary developer charge component of the maximum price for connection of a New Development to a Recycled Water System
that is NOT a Least Cost Servicing Solution, the relevant operating revenues and operating costs used to calculate the reduction amount are different (see Recycled Water Developer
Charges Determination, Sch 2, cl 2.3).
Enter analysis below this row.
|  | Operating costs | [5 empty] | Revene |  |  |  |  | Core opex |  |  |  | Ratio | Growth discharge
| Year | Transport fixed | Transport variable | Treatment fixed | Treatment variable | Total opex |  | Discharge volume, kL | Usage revenue, $ | Service revenue, $ | Total revenue,$ |  | Fixed transport | Variable transport | Fixed treatment | Variable treatment | Growth | for opex, kL/yr
0 | 2022-23 | 288435.5897 | 21695.6082 | 410960.3425 | 33451.2328 | 754542.7733 |  | -64434.2691 | -82475.8644 | 1918933.5405 | 1836457.6761 | 2022-23 | 23590334.7376 | 0.067076 | 33611289.2815 | 0.10342 | 1.223% | 323447.7365
1 | 2023-24 | 565365.4233 | 40413.329 | 805527.3909 | 62311.0291 | 1473617.1722 |  | -103956.0175 | -133063.7024 | 3504476.0404 | 3371412.338 | 2023-24 | 25195494.1846 | 0.067378 | 35898305.5158 | 0.10389 | 2.244% | 599803.7135
2 | 2024-25 | 902796.881 | 61710.6578 | 1286296.59 | 95148.1775 | 2345952.3064 |  | -126020.6145 | -157525.7681 | 5218163.3015 | 5060637.5334 | 2024-25 | 25697860.2506 | 0.064862 | 36614072.0091 | 0.10001 | 3.513% | 951418.1139
3 | 2025-26 | 1281554.1931 | 84104.7617 | 1825946.4816 | 129676.3814 | 3321281.8179 |  | -134119.1745 | -167648.9681 | 7091376.4105 | 6923727.4423 | 2025-26 | 26444111.7906 | 0.063196 | 37677324.2548 | 0.097439 | 4.846% | 1330848.9985
4 | 2026-27 | 1671007.2132 | 108349.6706 | 2380835.5185 | 167058.2369 | 4327250.6392 |  | -134831.1668 | -168538.9585 | 9061342.3474 | 8892803.3889 | 2026-27 | 26862155.7521 | 0.06251 | 38272949.3986 | 0.096381 | 6.221% | 1733312.7997
5 | 2027-28 | 2104148.0825 | 135125.2122 | 2997970.596 | 208341.932 | 5445585.8226 |  | -135617.967 | -169522.4587 | 11333780.9005 | 11164258.4417 | 2027-28 | 27207176.2071 | 0.061694 | 38764531.3304 | 0.095122 | 7.734% | 2190265.5695
6 | 2028-29 | 2550063.6866 | 162194.835 | 3633306.9967 | 250079.0544 | 6595644.5728 |  | -138030.6515 | -172538.3143 | 13556680.5888 | 13384142.2745 | 2028-29 | 27820209.9519 | 0.06151 | 39637976.1019 | 0.094839 | 9.166% | 2636876.9227
7 | 2029-30 | 2958967.2826 | 186402.7318 | 4215909.0329 | 287403.843 | 7648682.8903 |  | -140170.1546 | -175212.6933 | 15709901.1585 | 15534688.4652 | 2029-30 | 28124932.3428 | 0.060671 | 40072141.7273 | 0.093545 | 10.52% | 3072367.4974
8 | 2030-31 | 3400384.7953 | 212447.3217 | 4844836.595 | 327560.5251 | 8785229.2372 |  | -140450.8019 | -175563.5024 | 18016579.4655 | 17841015.9631 | 2030-31 | 28522754.9319 | 0.060067 | 40638955.6479 | 0.092614 | 11.92% | 3536828.8449
9 | 2031-32 | 3681384.1441 | 229569.0063 | 5245201.8507 | 353959.4833 | 9510114.4844 |  | -140093.1576 | -175116.447 | 19538416.7244 | 19363300.2774 | 2031-32 | 28715196.794 | 0.059742 | 40913145.0213 | 0.092113 | 12.82% | 3842649.102
10 | 2032-33 | 3942535.1023 | 245276.6776 | 5617287.3042 | 378178.2545 | 10183277.3385 |  | -138195.9749 | -172744.9686 | 20974620.3986 | 20801875.4301 | 2032-33 | 28867305.4498 | 0.059342 | 41129868.0177 | 0.091497 | 13.66% | 4133243.5
11 | 2033-34 | 4196110.1183 | 260626.5318 | 5978578.6261 | 401845.3276 | 10837160.6037 |  | -136794.5557 | -170993.1946 | 22514974.9529 | 22343981.7583 | 2033-34 | 28867305.4498 | 0.058643 | 41129868.0177 | 0.090418 | 14.54% | 4444299.0397
12 | 2034-35 | 4434074.8029 | 274849.2156 | 6317628.4929 | 423774.4804 | 11450326.9917 |  | -135945.7425 | -169932.1782 | 23992255.1225 | 23822322.9443 | 2034-35 | 28867305.4498 | 0.05796 | 41129868.0177 | 0.089365 | 15.36% | 4742078.1713
13 | 2035-36 | 4682441.8816 | 289848.1491 | 6671499.5941 | 446900.4888 | 12090690.1136 |  | -136207.4561 | -170259.3201 | 25567977.3907 | 25397718.0706 | 2035-36 | 28867305.4498 | 0.057292 | 41129868.0177 | 0.088336 | 16.22% | 5059124.208
14 | 2036-37 | 4901984.4689 | 302737.1692 | 6984301.8283 | 466773.3407 | 12655796.807 |  | -135624.4629 | -169530.5786 | 26985097.1203 | 26815566.5417 | 2036-37 | 28867305.4498 | 0.056641 | 41129868.0177 | 0.087331 | 16.98% | 5344846.8924
15 | 2037-38 | 5165324.8827 | 318919.791 | 7359506.7978 | 491724.4113 | 13335475.8828 |  | -135726.2622 | -169657.8278 | 28722103.8645 | 28552446.0367 | 2037-38 | 28867305.4498 | 0.056004 | 41129868.0177 | 0.08635 | 17.89% | 5694552.3915
16 | 2038-39 | 5400818.3921 | 333062.8705 | 7695035.7574 | 513530.8267 | 13942447.8467 |  | -136057.2047 | -170071.5058 | 30309105.7328 | 30139034.227 | 2038-39 | 28867305.4498 | 0.055382 | 41129868.0177 | 0.08539 | 18.71% | 6013926.0252
17 | 2039-40 | 5626569.2675 | 346504.1371 | 8016683.5026 | 534255.1564 | 14524012.0637 |  | -136209.6114 | -170262.0143 | 31859377.2503 | 31689115.236 | 2039-40 | 28867305.4498 | 0.054773 | 41129868.0177 | 0.084452 | 19.49% | 6326162.9907
18 | 2040-41 | 5857344.3505 | 360372.7053 | 8345489.6921 | 555638.3183 | 15118845.0662 |  | -135810.0448 | -169762.5561 | 33473381.1772 | 33303618.6212 | 2040-41 | 28867305.4498 | 0.054178 | 41129868.0177 | 0.083534 | 20.29% | 6651681.7236
19 | 2041-42 | 6086313.2151 | 377438.3782 | 8671722.3984 | 581950.9154 | 15717424.9071 |  | -135791.9552 | -169739.944 | 35110253.8828 | 34940513.9388 | 2041-42 | 28867305.4498 | 0.054065 | 41129868.0177 | 0.08336 | 21.08% | 6981170.5913
20 | 2042-43 | 6311775.3582 | 394513.7461 | 8992958.7607 | 608278.4607 | 16307526.3257 |  | -136143.4279 | -170179.2849 | 36756150.2684 | 36585970.9835 | 2042-43 | 28867305.4498 | 0.053953 | 41129868.0177 | 0.083187 | 21.86% | 7312149.8603
21 | 2043-44 | 6533447.1347 | 411569.6896 | 9308794.6438 | 634576.0564 | 16888387.5245 |  | -137386.2819 | -171732.8524 | 38411070.3339 | 38239337.4815 | 2043-44 | 28867305.4498 | 0.053842 | 41129868.0177 | 0.083015 | 22.63% | 7644079.8119
22 | 2044-45 | 6752467.1161 | 428693.0454 | 9620852.2739 | 660977.5915 | 17462990.0269 |  | -138018.5914 | -172523.2392 | 40076611.9748 | 39904088.7356 | 2044-45 | 28867305.4498 | 0.053731 | 41129868.0177 | 0.082844 | 23.39% | 7978574.3633
23 | 2045-46 | 6967867.4577 | 445799.3797 | 9927752.675 | 687352.8822 | 18028772.3947 |  | -139528.41 | -174410.5125 | 41751177.2957 | 41576766.7832 | 2045-46 | 28867305.4498 | 0.05362 | 41129868.0177 | 0.082673 | 24.14% | 8314066.6077
24 | 2046-47 | 7179303.4203 | 460208.9065 | 10229004.6659 | 709570.1176 | 18578087.1103 |  | -142475.0219 | -178093.7773 | 43433569.3553 | 43255475.578 | 2046-47 | 28867305.4498 | 0.053204 | 41129868.0177 | 0.082033 | 24.87% | 8649865.4374
25 | 2047-48 | 7386510.1486 | 474380.7019 | 10524230.883 | 731420.8083 | 19116542.5418 |  | -147464.7868 | -184330.9835 | 45124421.1149 | 44940090.1314 | 2047-48 | 28867305.4498 | 0.052795 | 41129868.0177 | 0.081401 | 25.59% | 8985361.0054
26 | 2048-49 | 7590835.4034 | 488426.9183 | 10815351.6035 | 753077.8761 | 19647691.8013 |  | -152226.4199 | -190283.0248 | 46823638.5298 | 46633355.5049 | 2048-49 | 28867305.4498 | 0.052392 | 41129868.0177 | 0.08078 | 26.3% | 9322590.0344
27 | 2049-50 | 7590835.4034 | 484726.1264 | 10815351.6035 | 747371.8341 | 19638284.9674 |  | -152226.4199 | -190283.0248 | 46823638.5298 | 46633355.5049 | 2049-50 | 28867305.4498 | 0.051995 | 41129868.0177 | 0.080168 | 26.3% | 9322590.0344
28 | 2050-51 | 7590835.4034 | 481080.9943 | 10815351.6035 | 741751.6108 | 19629019.612 |  | -152226.4199 | -190283.0248 | 46823638.5298 | 46633355.5049 | 2050-51 | 28867305.4498 | 0.051604 | 41129868.0177 | 0.079565 | 26.3% | 9322590.0344
29 | 2051-52 | 7590835.4034 | 480695.0259 | 10815351.6035 | 741156.508 | 19628038.5408 |  | -152226.4199 | -190283.0248 | 46823638.5298 | 46633355.5049 | 2051-52 | 28867305.4498 | 0.051562 | 41129868.0177 | 0.079501 | 26.3% | 9322590.0344

## Headwork assets (hidden)
'HEADWORK ASSETS' : CALCULATIONS
Link to Report and Determination: |  | IPART - Developer charges and backlog sewerage charges for metropolitan water agencies 2017
Please present, in this worksheet, the underlying high level data and analysis related to the generation of the Headworks cost per ET for the service for which this maximum price is being calculated.
Please manually enter or link the calculated headwork cost per ET to cell |  |  | $F$22 | on the MP Calculations worksheet.
Notes:
As explained in IPART's Report (Box 2.4, page 29) , headworks not owned by the agency should also be included in these calculations.
All calculations on the worksheet need to be converted into $, $2022-23 before being linked into the MP Calculations.
Enter analysis below this row.

## Scheme cost allocation
'SCHEME COST ALLOCATION' : CALCULATIONS
Link to Report and Determination: |  | IPART - Maximum prices for connecting to a recycled water system - July 2019
Please present, in this worksheet, the underlying high level data and analysis related to the generation of the scheme cost allocation per ET for the service for which this maximum price is being calculated.
Please manually enter or link the calculated headwork cost per ET to cell |  |  | $G$22 | on the MP Calculations worksheet.
Notes:
Please refer to the above link for guidance on calculating the scheme cost allocation amount.
All calculations on the worksheet need to be converted into $, $2022-23 before being linked into the MP Calculations.
Enter analysis below this row.

## Asset exclusions
WHAT THE DETERMINATION SAYS ABOUT ASSET EXCLUSIONS
Link to Report and Determination: |  | IPART - Developer charges and backlog sewerage charges for metropolitan water agencies 2017
Excluded Assets means:
(a) | that part of an asset provided for a reason other than to service a growth area;
(b) | that part of an asset that services other DSP Areas;
(c) | the capacity of an asset that was made available by changes in land use patterns, or by changes in average demand;
(d) | any asset or part of an asset that was unreasonably oversized relative to system and capacity requirements, based on available demographic data at the time it was commissioned;
(e) | any Pre-1970 Assets; and
(f) | any assets or part of an asset funded by Developers and transferred free of charge to the Agency.
For the removal of doubt, the Determination defines assets as:
all assets or parts of assets (including headworks), apart from Excluded Assets, allocated to a DSP where there is a nexus (close connection) to the Development they are intended to serve and includes assets that:
(a) | were commissioned prior to the Commencement Date;
(b) | were commissioned after the Commencement Date but before the Development commenced; and
(c) | are commissioned, or are to be commissioned, after the Development commences.