## Cover
MAXIMUM PRICE TEMPLATE (for connecting to a water supply, sewerage, or drainage system)
MODELLER: |  | Greg McLennan
email |  | greg_mclennan@ipart.nsw.gov.au
WHAT IS THE PURPOSE OF MODEL?
This workbook is a template that agencies can use to calculate the maximum price for connecting to a water supply, sewerage, or drainage system (referred to as maximum price from here). The use of this template is voluntary.
Agencies can also use the template to calculate the maximum price for connecting a New Development to a Recycled Water System (where that Recycled Water System is a Least Cost Servicing Solution) or to calculate the Ordinary Developer Charge component of the maximum price for connecting a New Development to a Recycled Water System (where that Recycled Water System is not a Least Cost Servicing Solution).
HOW DOES THE TEMPLATE WORK?
The template is designed to calculate the asset related components of a maximum price (excluding headwork assets and scheme cost allocation). Some example data has been included for illustrative purposes in the 'Pre-1996 assets', 'Post-1996 commissioned assets', 'Uncommissioned assets', and 'ET inputs' worksheets. Please delete all illustrative data to ensure the template produces the correct results.
There are no macros in the model. To use the model, simply enter the required inputs on the 'General inputs' worksheet then enter the required data into the appropriate (blue) cells in the other worksheets in dollars of the selected year. The model will then automatically calculate the maximum price. Please note that the formatting on the 'MP Calculations' worksheet has been automated to reflect the correct date ranges.
What's in the Template?
Calculation of the asset component of the maximum price (excluding headworks and scheme cost allocation).
The key worksheets requiring inputs to calculate the asset related components are:
> | General inputs
> | Pre-1996 assets
> | Post-1996 commissioned assets
> | Uncommissioned assets
> | ET inputs
Reduction amount
A separate worksheet has been provided to calculate the reduction amount:
> | Reduction amount
On this worksheet the agency can generate the time series for Ri (revenue) and Ci (opex) over the required timeframe. These time series can be copied or linked through to the 'MP Calculations' worksheet, where the reduction amount is calculated. (This template does not generate the Ri and Ci components of the reduction amount because of the differences in price structures and operating environments between the agencies.)
The 'Reduction amount' worksheet provides instructions on how to incorporate the results in the maximum price calculations.
Headworks
A separate worksheet has been provided to capture headworks assets:
> | Headwork assets
The purpose of this worksheet is to record, at a high level, the underlying data that are used to calculate the Headworks cost per ET.
As headwork costs per ET apply to all DSP areas within a system, presenting the headwork calculations separately will provide additional transparency, and ensure consistency between DSP areas in relation to headworks.
The 'Headwork assets' worksheet provides instructions on how to incorporate the results in the maximum price calculations.
Scheme cost allocation
A separate worksheet has been provided to capture scheme cost allocation:
> | Scheme cost allocation
The purpose of this worksheet is to record, at a high level, the underlying data that are used to calculate the Scheme cost allocation per ET.
As headwork costs per ET apply to all DSP areas within a system, presenting the headwork calculations separately will provide additional transparency, and ensure consistency between DSP areas in relation to headworks.
The 'Headwork assets' worksheet provides instructions on how to incorporate the results in the maximum price calculations.
Maximum price calculations and summary of outputs
The maximum price is calculated and the results are summarised in:
> | MP Calculations
> | Summary of result
The separate components for the maximum price equation are presented in both the worksheets.
Asset inclusions and exclusions
The final worksheet provides information from the Determination about asset inclusions and exclusions.
> | Asset exclusions
Details on the maximum price methodology can be found on IPART's website at:
> | IPART - Developer charges and backlog sewerage charges for metropolitan water agencies 2017
> | IPART - Maximum prices for connecting to a recycled water system - July 2019
The above two determinations must be read in conjunction to one another.
COLOUR CODE <Required for all models/spreadsheets. See 'Examples' for the full list of potential colour codes>
This model uses standard IPART colour coding:
Blue cells indicate inputs
Light blue cells indicate inputs with default values
default values are shown in italics next to or below the light blue cells
Light grey - inputs not required, cells should be left unchanged.
Blue font indicates IPART hard-coded values used that should not be changed
Key outputs
Pink font indicates calculation checks
Red indicates assumptions made in calculations
red double line means formula changes across a row or down a column

## Journal of changes (hidden)
JOURNAL OF CHANGES
Reason for change | Description of change | Place change made | Template Version | Date change made
Align template with Determination | Limit ET profile used in calculating reduction amount per ET to 30 forecast years only. Previously extended to 1995-96. | Column H, MP Calculations worksheet | V1.01 | 2019-08-01
Align template with Determination | Removed the time limit for uncommissioned assets. Previous time limit was to year 30. | Columns N & O, MP Calculations worksheet | V1.01 | 2019-08-01
Expansion to account for the Maximum prices for connecting to a recycled water system Determination July 2019. | Include an additional input "Scheme costs allocation per ET" to allow for cost offsets for non-least cost recycled water schemes to be incorporated. | G22, MP Calculations worksheet Scheme cost allocation worksheet | V1.01 | 2019-08-01

## Summary of result
Summary of maximum price for a new development
| Where the New Development is connecting to a Recycled Water System, the variables may be modified by Schedule 1 or Schedule 2 of the Recycled Water Developer Charges Determination. | [7 empty] | IPART - Maximum prices for connecting to a recycled water system - July 2019
| The maximum price for the new development area 'Nepean River Wastewater' is: | [5 empty] | 16020.4013 | per ET ($2022-23).
| of which: | [5 empty] | 0 | is the headworks charge
Maximum price formula:
in $, $2022-23, where:
|  | MP | = | 16020.4013 | = | maximum price per equivalent tenement to be services by the connection.
|  | K1 | = | 437541752.173 | = | the Capital Charge for the Pre-1996 Assets that will serve the relevant DSP Area, calculated in accordance with clause 2.3(a) of Schedule 5 of the Determination and set out in the DSP.
|  | K2 | = | 2718850294.8898 | = | the Capital Charge for the Post-1996 Assets that will serve the relevant DSP Area, calculated in accordance with clause 2.3(b) and 2.3(c) of Schedule 5 of the Determination and set out in the DSP.
|  | PV(L1) | = | 208965.7287 | = | the Present Value of the Agency’s estimate of the number of Equivalent Tenements in the relevant DSP for Pre-1996 Assets, calculated in accordance with clause 3.2(a) of Schedule 5 of the Determination and set out in the relevant DSP.
|  | PV(L2) | = | 196228.1503 | = | the Present Value of the Agency’s estimate of the number of Equivalent Tenements for Post-1996 Assets, calculated in accordance with clause 3.2(b) of Schedule 5 of the Determination and set out in the relevant DSP.
|  | PV(L3) | = | 143314.4458 | = | the Present Value of the Agency’s estimate of the number of Equivalent Tenements for the Reduction Amount, calculated in accordance with clause 3.2(c) of Schedule 5 of the Determination and set out in the relevant DSP.
|  | Ri | = | 272855804.7055 | = | the Agency’s estimate of the future periodic revenues to be received from new customers in the relevant DSP Area in each financial year i, estimated in accordance with clause 4 of Schedule 5 of the Determination and set out in the relevant DSP.
|  | Ci | = | 283031107.9116 | = | the Agency’s estimate of the future operating, maintenance and administration costs of servicing all new customers in the DSP Area in each financial year i (excluding, for the avoidance of doubt, any Capital Costs), estimated in accordance with clause 5 of Schedule 5 of the Determination and set out in the relevant DSP.
|  | n | = | 2051-52 | = | is the financial year which is 30 years from the financial year in which the relevant DSP was registered with IPART under clause 2(e) of Schedule 4 of the Determination.
for i = financial years 1, ..., n
〖𝑀𝑃〗_𝑆𝑐ℎ1=𝐾_1/𝐿_1 +𝐾_2/𝐿_2 −𝑁𝑃𝑉(𝑅_𝑖−𝐶_𝑖 )/𝐿_3 for i = financial years 1, ..., n

## MP Calculations
CALCULATION OF MAXIMUM PRICE
Index
Row
1 |  | Table 1: Calculation of maximum price ($, $2022-23) | [5 empty] | 17
2 |  | Table 2: Key variables used in maximum price calculation ($, $2022-23) | [5 empty] | 26
3 |  | Table 3: Annual calculation over analysis horizon ($, $2022-23) | [5 empty] | 35
Note: an input is required in $G$22 to incorporate the Headwork costs per ET into the maximum price.
Note: an input is required in $F$22 to incorporate the Scheme cost allocation per ET into the maximum price.
Table 1: Calculation of maximum price ($, $2022-23)
|  | Maximum price |  |  | Headworks costs per ET | Scheme cost allocation per ET | Pre-1996 assets | Post-1996 commissioned assets | Post-1996 uncommissioned assets | Reduction for expected revenue and operation costs
|  |  |  | Costs to be recovered via DSP |  |  | 437541752.173 | 429709474.8784 | 2289140820.0114 | -10175303.2061
|  |  |  | ETs |  |  | 208965.7287 | 196228.1503 | 196228.1503 | 143314.4458
|  | 16020.4013 |  | Value per ET |  |  | 2093.8446 | 2189.8462 | 11665.7106 | -70.9998
Table 2: Key variables used in maximum price calculation ($, $2022-23)
|  |  |  | Sum of new ETs (not discounted) | Sum of PV of new ETs (discounted at pre-1996 asset discount rate) | Sum of PV of new ETs (discounted at post-1996 asset discount rate) | Sum of PV of new ETs (discounted at expected revenue and costs discount rate) |  | Sum of PV of Pre-1996 commissioned assets (discounted at pre-1996 asset discount rate) |  | Sum of PV of Post-1996 commissioned assets (discounted at post-1996 asset discount rate) |  | Sum of PV of Post-1996 uncommissioned assets (discounted at post-1996 asset discount rate) |  | Sum of PV of revenue for new customers (discounted at expected future revenue and costs discount rate) |  | Sum of PV of costs for new ETs (discounted at expected future revenue and costs discount rate)
|  |  |  | 273635.3334 | 208965.7287 | 196228.1503 | 143314.4458 |  | 437541752.173 |  | 429709474.8784 |  | 2289140820.0114 |  | 272855804.7055 |  | 283031107.9116
CPI
[8 empty] | June 2020-21 | 3.8% | Actual
[8 empty] | June 2021-22 | 6.1% | Actual
|  | Table 3: Annual calculation over analysis horizon ($, $2022-23) | [5 empty] | June 2022-23 | 6% | Actual
|  |  |  | ET values |  |  |  | Asset values | [5 empty] | Revenue values |  | Cost values
|  |  | Year | New ETs per year for this DSP area | Present value of new ETs per year (discounted at pre-1996 asset discount rate) | Present value of new ETs per year (discounted at post-1996 asset discount rate) | Present value of new ETs per year (discounted at expected revenue and costs discount rate) | Value of pre-1996 assets to be collected through this DSP (undiscounted) | Present value of pre-1996 assets (discounted at pre-1996 asset discount rate) | Value of post-1996 commissioned assets to be collected through this DSP (undiscounted) | Present value of post-1996 commissioned assets (discounted at post-1996 asset discount rate) | Value of post-1996 uncommissioned assets to be collected through this DSP (undiscounted) | Present value of post-1996 uncommissioned assets (discounted at post-1996 asset discount rate) | Revenues expected to be recovered from new customers (undiscounted) | Present value of revenues (discounted at expected future revenue and costs discount rate) | Operating costs expected to be incurred in providing service to new customers (undiscounted) | Present value of operating costs (discounted at expected future revenue and costs discount rate)
|  | -27 | 1995-96 | 574.9863 | 1277.2108 | 1746.1676 |  | 196976508.2688 | 437541752.173 | 52748619.1584 | 160191514.4673
|  | -26 | 1996-97 | 1857.6806 | 4006.2578 | 5414.1682 |  |  |  | 3491487.0413 | 10175860.0993
|  | -25 | 1997-98 | 2237.5514 | 4684.9357 | 6258.4385 |  |  |  | 3129044.8629 | 8751948.713
|  | -24 | 1998-99 | 1190.9121 | 2420.879 | 3196.7226 |  |  |  | 26994570.9511 | 72460559.7108
|  | -23 | 1999-00 | 2148.369 | 4239.9921 | 5534.3473 |  |  |  | 8361276.3151 | 21539226.9348
|  | -22 | 2000-01 | 1826.6193 | 3499.9915 | 4515.8329 |  |  |  | 2564209.201 | 6339328.7069
|  | -21 | 2001-02 | 1342.8624 | 2498.1196 | 3186.0574 |  |  |  | 5138465.6488 | 12191455.4445
|  | -20 | 2002-03 | 1206.072 | 2178.3001 | 2746.1712 |  |  |  | 1162643.1327 | 2647285.6774
|  | -19 | 2003-04 | 472.5761 | 828.665 | 1032.6624 |  |  |  | 31989888.6129 | 69903575.2019
|  | -18 | 2004-05 | 480.803 | 818.5349 | 1008.2915 |  |  |  | 2668549.8231 | 5596213.2709
|  | -17 | 2005-06 | 289.7468 | 478.9073 | 583.136 |  |  |  | 1730640.3225 | 3483036.6201
|  | -16 | 2006-07 | 249.3547 | 400.1411 | 481.6162 |  |  |  | 2102220.6148 | 4060334.3196
|  | -15 | 2007-08 | 293.5716 | 457.375 | 544.1641 |  |  |  | 2861782.4195 | 5304597.0061
|  | -14 | 2008-09 | 764.4865 | 1156.3545 | 1359.9342 |  |  |  | 661.7566 | 1177.1894
|  | -13 | 2009-10 | 652.1849 | 957.7555 | 1113.3996 |  |  |  | 15909467.38 | 27160389.0792
|  | -12 | 2010-11 | 329.8306 | 470.2596 | 540.3854 |  |  |  | 2002347.3088 | 3280590.5987
|  | -11 | 2011-12 | 779.614 | 1079.1681 | 1225.8139 |  |  |  | 248143.3131 | 390164.2606
|  | -10 | 2012-13 | 1331.1278 | 1788.9244 | 2008.6161 |  |  |  | 1405305.5586 | 2120547.2495
|  | -9 | 2013-14 | 1098.5304 | 1433.333 | 1590.8218 |  |  |  | 4341528.546 | 6287125.5288
|  | -8 | 2014-15 | 622.6844 | 788.798 | 865.3858 |  |  |  | 1989286.8019 | 2764643.6011
|  | -7 | 2015-16 | 1373.1435 | 1688.7933 | 1831.4285 |  |  |  | 478470.049 | 638158.8406
|  | -6 | 2016-17 | 900.965 | 1075.7993 | 1153.2254 |  |  |  | 2721232.8827 | 3483148.7687
|  | -5 | 2017-18 | 2076.8311 | 2407.6164 | 2551.1721 |  |  |  | 0 | 0
|  | -4 | 2018-19 | 814.8272 | 917.0952 | 960.5863 |  |  |  | 413974.636 | 488027.8527
|  | -3 | 2019-20 | 226.3583 | 247.3479 | 256.0941 |  |  |  | 0 | 0
|  | -2 | 2020-21 | 696.5418 | 738.9612 | 756.28 |  |  |  | 414975.7555 | 450565.7362
|  | -1 | 2021-22 | 434.5347 | 447.5707 | 452.7852 | [5 empty] | 160817401.8021 | 167571732.6778
|  | 0 | 2022-23 | 4240.9161 | 4240.9161 | 4240.9161 | 4240.9161 |  |  |  |  | 258743571.5691 | 258743571.5691 | 716609.5131 | 716609.5131 | 516481.5992 | 516481.5992
|  | 1 | 2023-24 | 4222.179 | 4099.2029 | 4051.9952 | 4051.9952 |  |  |  |  | 9106160 | 8739117.0825 | 1421782.4614 | 1364474.5311 | 1167235.713 | 1120187.8244
|  | 2 | 2024-25 | 4143.4183 | 3905.5692 | 3816.1316 | 3816.1316 |  |  |  |  | 1235594165.1256 | 1137995149.1536 | 2066027.7416 | 1902833.1586 | 1796243.1403 | 1654358.7191
|  | 3 | 2025-26 | 4380.8533 | 4009.1013 | 3872.1801 | 3872.1801 |  |  |  |  | 579310097.0646 | 512044777.733 | 2780153.4879 | 2457342.0729 | 3218744.3795 | 2845006.9466
|  | 4 | 2026-27 | 4465.1531 | 3967.2307 | 3787.612 | 3787.612 |  |  |  |  | 194371271.0905 | 164877426.0359 | 3508899.4632 | 2976459.9906 | 4101480.4818 | 3479122.9227
|  | 5 | 2027-28 | 5042.1621 | 4349.4133 | 4104.6696 | 4104.6696 |  |  |  |  | 20125092.7141 | 16383221.2 | 4313955.6047 | 3511859.0469 | 5057957.9028 | 4117528.5162
|  | 6 | 2028-29 | 6425.2264 | 5381.026 | 5019.7504 | 5019.7504 |  |  |  |  | 0 | 0 | 5334330.5137 | 4167480.7953 | 6261268.3014 | 4891657.038
|  | 7 | 2029-30 | 5962.7943 | 4848.2975 | 4470.7028 | 4470.7028 |  |  |  |  | 25500000 | 19119042.9001 | 6274056.0963 | 4704076.379 | 7340653.9104 | 5503775.5697
|  | 8 | 2030-31 | 10613.8093 | 8378.6391 | 7637.1185 | 7637.1185 |  |  |  |  | 0 | 0 | 7865123.7525 | 5659314.2313 | 9108941.6773 | 6554297.7947
|  | 9 | 2031-32 | 11159.6479 | 8552.9409 | 7706.2133 | 7706.2133 |  |  |  |  | 5310000 | 3666781.6593 | 9530369.6807 | 6581127.0719 | 10846851.4603 | 7490213.9353
|  | 10 | 2032-33 | 11326.239 | 8427.7855 | 7505.9995 | 7505.9995 |  |  |  |  | 0 | 0 | 11225035.9776 | 7438931.3698 | 12546131.6164 | 8314433.2221
|  | 11 | 2033-34 | 12432.5686 | 8981.5521 | 7907.0768 | 7907.0768 |  |  |  |  | 0 | 0 | 13090219.6184 | 8325340.8728 | 14371716.0913 | 9140368.8307
|  | 12 | 2034-35 | 11673.9109 | 8187.8462 | 7125.3097 | 7125.3097 |  |  |  |  | 0 | 0 | 14842302.9314 | 9059175.3032 | 15968291.1191 | 9746435.5235
|  | 13 | 2035-36 | 11767.1149 | 8012.8327 | 6892.7043 | 6892.7043 |  |  |  |  | 0 | 0 | 16618409.4605 | 9734398.2241 | 19050328.0097 | 11158918.6431
|  | 14 | 2036-37 | 12452.5782 | 8232.6212 | 7000.2123 | 7000.2123 |  |  |  |  | 0 | 0 | 18471835.957 | 10383935.8767 | 20749436.5323 | 11664288.2133
|  | 15 | 2037-38 | 12727.3362 | 8169.1928 | 6866.2835 | 6866.2835 |  |  |  |  | 0 | 0 | 20408438.4296 | 11010169.1493 | 22458693.4997 | 12116263.3367
|  | 16 | 2038-39 | 13491.1104 | 8407.214 | 6984.9643 | 6984.9643 |  |  |  |  | 0 | 0 | 22460729.2589 | 11628945.8835 | 24196229.6754 | 12527493.753
|  | 17 | 2039-40 | 14139.4705 | 8554.6122 | 7025.5758 | 7025.5758 |  |  |  |  | 0 | 0 | 24613900.3635 | 12230077.6908 | 25942436.6311 | 12890196.6287
|  | 18 | 2040-41 | 13673.6222 | 8031.8119 | 6520.2558 | 6520.2558 |  |  |  |  | 0 | 0 | 26693351.8239 | 12728703.4711 | 27587758.4441 | 13155200.5528
|  | 19 | 2041-42 | 14022.2992 | 7996.7213 | 6417.0078 | 6417.0078 |  |  |  |  | 0 | 0 | 28827456.32 | 13192273.9861 | 29227878.521 | 13375518.7138
|  | 20 | 2042-43 | 14307.4126 | 7921.6674 | 6283.5738 | 6283.5738 |  |  |  |  | 0 | 0 | 31005246.4021 | 13616980.2578 | 30858336.1469 | 13552459.7564
|  | 21 | 2043-44 | 14602.5891 | 7849.6112 | 6154.7124 | 6154.7124 |  |  |  |  | 0 | 0 | 33228039.8218 | 14004984.2269 | 32483484.6454 | 13691168.4388
|  | 22 | 2044-45 | 14894.1533 | 7773.1469 | 6024.5693 | 6024.5693 |  |  |  |  | 0 | 0 | 35492179.6055 | 14356310.8515 | 34098743.0578 | 13792676.596
|  | 23 | 2045-46 | 15196.0031 | 7699.6894 | 5898.9109 | 5898.9109 |  |  |  |  | 0 | 0 | 37803404.4103 | 14674840.0434 | 37205308.729 | 14442666.2858
|  | 24 | 2046-47 | 0 | 0 | 0 | 0 |  |  |  |  | 0 | 0 | 37803404.4103 | 14083339.773 | 37215903.4165 | 13864471.2281
|  | 25 | 2047-48 | 0 | 0 | 0 | 0 |  |  |  |  | 0 | 0 | 37803404.4103 | 13515681.1641 | 37226173.5218 | 13309306.4005
|  | 26 | 2048-49 | 0 | 0 | 0 | 0 |  |  |  |  | 0 | 0 | 37803404.4103 | 12970903.2285 | 37236480.1419 | 12776383.1862
|  | 27 | 2049-50 | 0 | 0 | 0 | 0 |  |  |  |  | 0 | 0 | 37803404.4103 | 12448083.7126 | 37246504.3988 | 12264705.0441
|  | 28 | 2050-51 | 0 | 0 | 0 | 0 |  |  |  |  | 0 | 0 | 37803404.4103 | 11946337.536 | 37256570.6986 | 11773531.404
|  | 29 | 2051-52 | 0 | 0 | 0 | 0 |  |  |  |  | 0 | 0 | 37803404.4103 | 11464815.2937 | 37266518.1569 | 11301991.2882
|  | 30 | 2052-53 | [8 empty] | 0 | 0
|  | 31 | 2053-54 | [8 empty] | 0 | 0
|  | 32 | 2054-55 | [8 empty] | 0 | 0
|  | 33 | 2055-56 | [8 empty] | 0 | 0
|  | 34 | 2056-57 | [8 empty] | 0 | 0
|  | 35 | 2057-58 | [8 empty] | 0 | 0
|  | 36 | 2058-59 | [8 empty] | 0 | 0
|  | 37 | 2059-60 | [8 empty] | 0 | 0
|  | 38 | 2060-61 | [8 empty] | 0 | 0
|  | 39 | 2061-62 | [8 empty] | 0 | 0
|  | 40 | 2062-63 | [8 empty] | 0 | 0
|  | 41 | 2063-64 | [8 empty] | 0 | 0
|  | 42 | 2064-65 | [8 empty] | 0 | 0
|  | 43 | 2065-66 | [8 empty] | 0 | 0
|  | 44 | 2066-67 | [8 empty] | 0 | 0
|  | 45 | 2067-68 | [8 empty] | 0 | 0
|  | 46 | 2068-69 | [8 empty] | 0 | 0
|  | 47 | 2069-70 | [8 empty] | 0 | 0
|  | 48 | 2070-71 | [8 empty] | 0 | 0
|  | 49 | 2071-72 | [8 empty] | 0 | 0
|  | 50 | 2072-73 | [8 empty] | 0 | 0
|  | 51 | 2073-74 | [8 empty] | 0 | 0
|  | 52 | 2074-75 | [8 empty] | 0 | 0
|  | 53 | 2075-76 | [8 empty] | 0 | 0
|  | 54 | 2076-77 | [8 empty] | 0 | 0
|  | 55 | 2077-78 | [8 empty] | 0 | 0
|  | 56 | 2078-79 | [8 empty] | 0 | 0
|  | 57 | 2079-80 | [8 empty] | 0 | 0
|  | 58 | 2080-81 | [8 empty] | 0 | 0
|  | 59 | 2081-82 | [8 empty] | 0 | 0
|  | 60 | 2082-83 | [8 empty] | 0 | 0
|  | 61 | 2083-84 | [8 empty] | 0 | 0
|  | 62 | 2084-85 | [8 empty] | 0 | 0
|  | 63 | 2085-86 | [8 empty] | 0 | 0
Note on F19: IPART: Either enter the Headworks/ET value calculated for the relevant service and system, or link to your agency's workings on the Headwork assets worksheet.
Note on G19: IPART: Either enter the Scheme cost allocation/ET value calculated for the relevant service and system, or link to your agency's workings on the Scheme cost allocations worksheet.
Note on F22: IPART: The headwork cost per ET has been separated from the main equation given that it will apply to all DSP's in the system for which it is calculated. This separation reduces the need to capture data, and calculate headworks for each DSP. The relevant assets would be captured in the K1/L1 and K2/L2 sections of the maximum price equation.
Note on Q38: IPART: Either enter the Ri values or link to your agency's workings on the 'Reduction amount' worksheet.
Note on T38: IPART: Either enter the Ci values or link to your agency's workings on the 'Reduction amount' worksheet.

## General inputs
GENERAL INPUTS
Regulated Agency (for setting pre-1996 discount rate) |  | Sydney Water Corporation |  | Do not delete - data validation for option at $H$5
|  |  |  | Agency name | Pre-1996 discount rate
DSP name |  | Nepean River Wastewater |  | Central Coast Council | 0%
|  |  |  | Hunter Water Corporation | 3%
System name (allows cross checking of headworks costs) |  | System Name |  | Sydney Water Corporation | 3%
Service this DSP relates to |  | Sewerage
Do not delete - data validation for options at $H$11
Water
Timeframes |  |  | Relevant financial year | Sewerage
Stormwater
| Financial year of registration for the DSP |  | 2022-23
| Final date where assets can be commissioned | 2021-06-30 | 2020-21 | Do not delete - data validation for options at $I$16 and $I$40
2018-19
2019-20
| Date range for pre 1996 assets |  |  | 2020-21
2021-22
| First day | 1970-01-01 |  | 2022-23
| Last day | 1995-12-31 |  | 2023-24
2024-25
2025-26
2026-27
Discount rates & other |  |  |  | 2027-28
2028-29
| Rate applied to pre-1996 assets and ETs | 3% |  | 2029-30
2030-31
| Rate applied to post-1996 assets and ETs (real pre-tax WACC) | 4.2%
| Rate applied to the NPV of expected revenues and costs (real pre-tax WACC) | 4.2%
| An Equivalent Tenement (ET) is a unit that uses X kL/year of water, where X = | 137.5208 |  | Do not delete - data validation for option at $H$42
$
| Forecast period (years) | 30 |  | $'000
$M
| $ base year for DSP analysis |  | 2022-23
| What $ units are used in the model | $
Note on H23: IPART: These dates have been set in the 2018 Maximum Price Determination, and should not be changed.
Note on H30: IPART: The discount rate for pre-1996 assets and ETs has been set in the 2018 Maximum Price Determination, and should not be changed.
Note on H32: IPART: The discount rates for post-1996 commissioned and uncommissioned assets and ETs should be the real pre-tax WACC used in the agencies prevailing water and sewerage price determination.
Note on H36: IPART: This is the average residential consumption from the prevailing price review.
Note on H38: IPART: The forecast period for ETs and the net operating result has been set in the 2018 Maximum Price Determination, and should not be changed.
Note on I40: IPART: All prices and costs should be entered into the template in $ of this financial year.
Note on H42: IPART: All prices and costs entered into the IPART designated input ranges in this template must be on this basis.

## Pre-1996 assets
PRE-1996 ASSETS WITH A NEXUS TO THE SERVICE FOR WHICH THE MAXIMUM PRICE IS BEING CALCULATED
Consideration must be given to the principles regarding asset exclusions presented on the 'Asset exclusions' worksheet before they are entered into the register.
|  | Hyperlink to the 'Asset exclusions' worksheet: |  | Asset exclusions'!A1
Where this template is being used to calculate the maximum price for connecting to a Recycled Water System, refer to the following provisions of the Recycled Water Developer Charges Determination:
(a) Schedule 1, clause 2 (where the Recycled Water System is a Least Cost Servicing Solution); and
(b) Schedule 2, clause 2.2 (where the Recycled Water System is not a Least Cost Servicing Solution).
These provisions may affect the calculation of the capital charge.
Date range for assets
|  | Start date |  | 1970-01-01 |  | check
|  | End date |  | 1995-12-31 |  | Gravity main | 145792962.4165
[6 empty] | Rising main | 26164308.2941
|  | Register of pre-1996 assets |  |  |  | SPS | 49994995.4355
|  | General inputs |  |  |  | Service potential inputs |  |  | Asset value inputs
|  | Identifier | Description | Date commissioned | Date check | DSP areas serviced by asset | Expected system-wide ETs to be serviced by this asset | Proportion of asset cost to be recovered via this DSP | Number of units or length of asset (A) | Unit of measure in (A) | MEERA value per unit/measure of length (B) ($ as at 1 July 2020) | Total MEERA value (A x B) ($, $2020-21) | MEERA value to be recovered via DSP ($, $2020-21) | % Growth
1971 | Gravity Main |  | Mt Riverview Carrier | 1971-06-30 | Date check - OK | Asset utilisation after 1 Jan 1996 |  | 78.91% | 62 | metres | 950.9396 | 58958.2582 | 46524.1285 | 100%
1971 | Gravity Main |  | Mt Riverview Carrier | 1971-06-30 | Date check - OK |  |  | 78.91% | 3328 | metres | 639.3968 | 2127912.5938 | 1679141.8535 | 100%
1971 | Gravity Main |  | Mt Riverview Carrier | 1971-06-30 | Date check - OK |  |  | 78.91% | 487 | metres | 685.068 | 333628.1228 | 263266.8965 | 100%
1971 | Gravity Main |  | Mt Riverview_Curves Dr Carrier | 1971-06-30 | Date check - OK |  |  | 78.91% | 1828 | metres | 565.9967 | 1034641.9104 | 816438.8613 | 100%
1972 | Gravity Main |  | South Penrith Carrier | 1972-06-30 | Date check - OK |  |  | 78.91% | 360 | metres | 2560.8495 | 921905.8131 | 727478.4877 | 100%
1972 | Gravity Main |  | South Penrith Carrier | 1972-06-30 | Date check - OK |  |  | 78.91% | 1152 | metres | 1861.1014 | 2143988.8565 | 1691827.6779 | 100%
1972 | Gravity Main |  | South Penrith Carrier | 1972-06-30 | Date check - OK |  |  | 78.91% | 661 | metres | 1456.5851 | 962802.7424 | 759750.3704 | 100%
1972 | Gravity Main |  | Emu Plains Carrier | 1972-06-30 | Date check - OK |  |  | 78.91% | 524 | metres | 1306.5226 | 684617.8264 | 540233.8655 | 100%
1972 | Gravity Main |  | South Penrith Carrier | 1972-06-30 | Date check - OK |  |  | 78.91% | 721 | metres | 1074.9043 | 775006.0264 | 611559.4501 | 100%
1973 | Gravity Main |  | South Penrith Carrier | 1973-06-30 | Date check - OK |  |  | 78.91% | 906 | metres | 950.9396 | 861551.3211 | 679852.5871 | 100%
1973 | Gravity Main |  | Coombes Dr Carrier | 1973-06-30 | Date check - OK |  |  | 78.91% | 213 | metres | 639.3968 | 136191.5212 | 107469.115 | 100%
1973 | Gravity Main |  | Coombes Dr Carrier | 1973-06-30 | Date check - OK |  |  | 78.91% | 471 | metres | 685.068 | 322667.0346 | 254617.4707 | 100%
1973 | Gravity Main |  | Knapsack Creek Carrier | 1973-06-30 | Date check - OK |  |  | 78.91% | 1092 | metres | 685.068 | 748094.2713 | 590323.3079 | 100%
1973 | Gravity Main |  | South Penrith Carrier | 1973-06-30 | Date check - OK |  |  | 78.91% | 636 | metres | 685.068 | 435703.2569 | 343814.6738 | 100%
1974 | Gravity Main |  | Emu Plains Carrier | 1974-06-30 | Date check - OK |  |  | 78.91% | 1432 | metres | 1074.9043 | 1539263.0094 | 1214636.7996 | 100%
1974 | Gravity Main |  | Castle Rd Carrier | 1974-06-30 | Date check - OK |  |  | 78.91% | 885 | metres | 639.3968 | 565866.1795 | 446526.6047 | 100%
1974 | Gravity Main |  | Emu Park Carrier | 1974-06-30 | Date check - OK |  |  | 78.91% | 509 | metres | 639.3968 | 325452.9778 | 256815.8664 | 100%
1974 | Gravity Main |  | Emu Plains Carrier | 1974-06-30 | Date check - OK |  |  | 78.91% | 556 | metres | 639.3968 | 355504.628 | 280529.7087 | 100%
1974 | Gravity Main |  | Station St Carrier | 1974-06-30 | Date check - OK |  |  | 78.91% | 124 | metres | 639.3968 | 79285.2048 | 62564.1796 | 100%
1974 | Gravity Main |  | Walkers Cres Carrier | 1974-06-30 | Date check - OK |  |  | 78.91% | 815 | metres | 639.3968 | 521108.4026 | 411208.1162 | 100%
1974 | Gravity Main |  | Castle Rd Carrier | 1974-06-30 | Date check - OK |  |  | 78.91% | 889 | metres | 685.068 | 609025.4644 | 480583.7186 | 100%
1974 | Gravity Main |  | Emu Park Carrier | 1974-06-30 | Date check - OK |  |  | 78.91% | 967 | metres | 685.068 | 662460.7695 | 522749.6691 | 100%
1974 | Gravity Main |  | Emu Plains Carrier | 1974-06-30 | Date check - OK |  |  | 78.91% | 536 | metres | 685.068 | 367196.4555 | 289755.7628 | 100%
1974 | Gravity Main |  | Station St Carrier | 1974-06-30 | Date check - OK |  |  | 78.91% | 545 | metres | 685.068 | 373362.0676 | 294621.0648 | 100%
1974 | Gravity Main |  | Walkers Cres Carrier | 1974-06-30 | Date check - OK |  |  | 78.91% | 443 | metres | 685.068 | 303485.1302 | 239480.9756 | 100%
1975 | Gravity Main |  | Glenbrook St Carrier | 1975-06-30 | Date check - OK |  |  | 78.91% | 558 | metres | 639.3968 | 356783.4217 | 281538.8084 | 100%
1975 | Gravity Main |  | Glenbrook St Carrier | 1975-06-30 | Date check - OK |  |  | 78.91% | 46 | metres | 685.068 | 31513.1286 | 24867.099 | 100%
1976 | Gravity Main |  | Emu Plains Carrier | 1976-06-30 | Date check - OK |  |  | 78.91% | 4 | metres | 2663.6097 | 10654.4387 | 8407.4478 | 100%
1976 | Gravity Main |  | Emu Plains Carrier | 1976-06-30 | Date check - OK |  |  | 78.91% | 1625 | metres | 1861.1014 | 3024289.8367 | 2386475.6741 | 100%
1976 | Gravity Main |  | Derby St Carrier | 1976-06-30 | Date check - OK |  |  | 78.91% | 741 | metres | 1074.9043 | 796504.1131 | 628523.6512 | 100%
1976 | Gravity Main |  | York St. Carrier | 1976-06-30 | Date check - OK |  |  | 78.91% | 449 | metres | 1074.9043 | 482632.047 | 380846.3149 | 100%
1976 | Gravity Main |  | Peach Tree Ave Carrier | 1976-06-30 | Date check - OK |  |  | 78.91% | 351 | metres | 639.3968 | 224428.2814 | 177096.9924 | 100%
1976 | Gravity Main |  | York St. Carrier | 1976-06-30 | Date check - OK |  |  | 78.91% | 398 | metres | 639.3968 | 254479.9316 | 200810.8346 | 100%
1976 | Gravity Main |  | Peach Tree Ave Carrier | 1976-06-30 | Date check - OK |  |  | 78.91% | 211 | metres | 685.068 | 144549.3509 | 114064.3022 | 100%
1977 | Gravity Main |  | Castlereagh Rd Carrier | 1977-06-30 | Date check - OK |  |  | 78.91% | 61 | metres | 1074.9043 | 65569.1645 | 51740.8134 | 100%
1977 | Gravity Main |  | Castlereagh Rd Carrier | 1977-06-30 | Date check - OK |  |  | 78.91% | 235 | metres | 639.3968 | 150258.2511 | 118569.2114 | 100%
1977 | Gravity Main |  | Boundary St Carrier | 1977-06-30 | Date check - OK |  |  | 78.91% | 621 | metres | 685.068 | 425427.2367 | 335705.8372 | 100%
1977 | Gravity Main |  | Castlereagh Rd Carrier | 1977-06-30 | Date check - OK |  |  | 78.91% | 144 | metres | 685.068 | 98649.794 | 77844.8318 | 100%
1977 | Gravity Main |  | Enterprise Rd Carrier | 1977-06-30 | Date check - OK |  |  | 78.91% | 771 | metres | 685.068 | 528187.4388 | 416794.2036 | 100%
1978 | Gravity Main |  | Old Bathurst Rd Carrier | 1978-06-30 | Date check - OK |  |  | 78.91% | 1650 | metres | 1306.5226 | 2155762.2397 | 1701118.0879 | 100%
1978 | Gravity Main |  | Regentville Carrier | 1978-06-30 | Date check - OK |  |  | 78.91% | 533 | metres | 1306.5226 | 696376.5295 | 549512.6914 | 100%
1978 | Gravity Main |  | Old Bathurst Rd Carrier | 1978-06-30 | Date check - OK |  |  | 78.91% | 298 | metres | 1074.9043 | 320321.4922 | 252766.5966 | 100%
1978 | Gravity Main |  | Regentville Carrier | 1978-06-30 | Date check - OK |  |  | 78.91% | 897 | metres | 1074.9043 | 964189.1896 | 760844.4198 | 100%
1978 | Gravity Main |  | Wedmore Rd Carrier | 1978-06-30 | Date check - OK |  |  | 78.91% | 257 | metres | 1074.9043 | 276250.4144 | 217989.9843 | 100%
1978 | Gravity Main |  | Regentville Carrier | 1978-06-30 | Date check - OK |  |  | 78.91% | 24 | metres | 950.9396 | 22822.5516 | 18009.3401 | 100%
1978 | Gravity Main |  | Regentville Carrier | 1978-06-30 | Date check - OK |  |  | 78.91% | 572 | metres | 639.3968 | 365734.9771 | 288602.5061 | 100%
1978 | Gravity Main |  | Wedmore Rd Carrier | 1978-06-30 | Date check - OK |  |  | 78.91% | 903 | metres | 639.3968 | 577375.3222 | 455608.5017 | 100%
1978 | Gravity Main |  | Jeanette St Carrier | 1978-06-30 | Date check - OK |  |  | 78.91% | 558 | metres | 685.068 | 382267.9518 | 301648.7232 | 100%
1978 | Gravity Main |  | Regentville Carrier | 1978-06-30 | Date check - OK |  |  | 78.91% | 614 | metres | 685.068 | 420631.7606 | 331921.7134 | 100%
1979 | Gravity Main |  | Derby St Carrier | 1979-06-30 | Date check - OK |  |  | 78.91% | 998 | metres | 950.9396 | 949037.7687 | 748888.3907 | 100%
1979 | Gravity Main |  | Derby St Carrier | 1979-06-30 | Date check - OK |  |  | 78.91% | 137 | metres | 639.3968 | 87597.3634 | 69123.3275 | 100%
1979 | Gravity Main |  | Derby St Carrier | 1979-06-30 | Date check - OK |  |  | 78.91% | 158 | metres | 685.068 | 108240.7462 | 85413.0793 | 100%
1980 | Gravity Main |  | Jamison Park Carrier | 1980-06-30 | Date check - OK |  |  | 78.91% | 582 | metres | 639.3968 | 372128.9452 | 293648.0044 | 100%
1980 | Gravity Main |  | Old Bathurst Rd Carrier | 1980-06-30 | Date check - OK |  |  | 78.91% | 559 | metres | 639.3968 | 357422.8185 | 282043.3582 | 100%
1980 | Gravity Main |  | Jamison Park Carrier | 1980-06-30 | Date check - OK |  |  | 78.91% | 989 | metres | 685.068 | 677532.2658 | 534642.6296 | 100%
1980 | Gravity Main |  | Old Bathurst Rd Carrier | 1980-06-30 | Date check - OK |  |  | 78.91% | 459 | metres | 685.068 | 314446.2184 | 248130.4014 | 100%
1982 | Gravity Main |  | Landy Cres Carrier | 1982-06-30 | Date check - OK |  |  | 78.91% | 682 | metres | 685.068 | 467216.3855 | 368681.7729 | 100%
1983 | Gravity Main |  | Coreen Ave Carrier | 1983-06-30 | Date check - OK |  |  | 78.91% | 1150 | metres | 950.9396 | 1093580.5952 | 862947.5444 | 100%
1983 | Gravity Main |  | Coreen Ave Carrier | 1983-06-30 | Date check - OK |  |  | 78.91% | 450 | metres | 639.3968 | 287728.5659 | 227047.4261 | 100%
1983 | Gravity Main |  | Coreen Ave Carrier | 1983-06-30 | Date check - OK |  |  | 78.91% | 170 | metres | 685.068 | 116461.5624 | 91900.1487 | 100%
1984 | Gravity Main |  | Andrews Rd Carrier | 1984-06-30 | Date check - OK |  |  | 78.91% | 9 | metres | 1861.1014 | 16749.9129 | 13217.4037 | 100%
1984 | Gravity Main |  | Borrowdale Rd Carrier | 1984-06-30 | Date check - OK |  |  | 78.91% | 232 | metres | 1861.1014 | 431775.5336 | 340715.2962 | 100%
1984 | Gravity Main |  | Andrews Rd Carrier | 1984-06-30 | Date check - OK |  |  | 78.91% | 495 | metres | 1074.9043 | 532077.6464 | 419863.9775 | 100%
1984 | Gravity Main |  | Borrowdale Rd Carrier | 1984-06-30 | Date check - OK |  |  | 78.91% | 111 | metres | 1074.9043 | 119314.3813 | 94151.3162 | 100%
1984 | Gravity Main |  | Andrews Rd Carrier | 1984-06-30 | Date check - OK |  |  | 78.91% | 454 | metres | 950.9396 | 431726.6002 | 340676.6827 | 100%
1984 | Gravity Main |  | Borrowdale Rd Carrier | 1984-06-30 | Date check - OK |  |  | 78.91% | 116 | metres | 950.9396 | 110308.9992 | 87045.1436 | 100%
1984 | Gravity Main |  | Andrews Rd Carrier | 1984-06-30 | Date check - OK |  |  | 78.91% | 354 | metres | 639.3968 | 226346.4718 | 178610.6419 | 100%
1984 | Gravity Main |  | Borrowdale Rd Carrier | 1984-06-30 | Date check - OK |  |  | 78.91% | 891 | metres | 639.3968 | 569702.5604 | 449553.9037 | 100%
1984 | Gravity Main |  | Andrews Rd Carrier | 1984-06-30 | Date check - OK |  |  | 78.91% | 624 | metres | 685.068 | 427482.4407 | 337327.6045 | 100%
1984 | Gravity Main |  | Batt St Carrier | 1984-06-30 | Date check - OK |  |  | 78.91% | 342 | metres | 685.068 | 234293.2608 | 184881.4755 | 100%
1984 | Gravity Main |  | Borrowdale Rd Carrier | 1984-06-30 | Date check - OK |  |  | 78.91% | 457 | metres | 685.068 | 313076.0824 | 247049.2232 | 100%
1984 | Gravity Main |  | Glynn St Carrier | 1984-06-30 | Date check - OK |  |  | 78.91% | 463 | metres | 685.068 | 317186.4905 | 250292.7578 | 100%
1984 | Gravity Main |  | McHenry Rd Carrier | 1984-06-30 | Date check - OK |  |  | 78.91% | 494 | metres | 685.068 | 338423.5989 | 267051.0202 | 100%
1986 | Gravity Main |  | Maxwell St Carrier | 1986-06-30 | Date check - OK |  |  | 78.91% | 14 | metres | 1456.5851 | 20392.1912 | 16091.5358 | 100%
1986 | Gravity Main |  | Maxwell St Carrier | 1986-06-30 | Date check - OK |  |  | 78.91% | 1851 | metres | 950.9396 | 1760189.2884 | 1388970.3519 | 100%
1986 | Gravity Main |  | Maxwell St Carrier | 1986-06-30 | Date check - OK |  |  | 78.91% | 633 | metres | 639.3968 | 404738.1827 | 319380.046 | 100%
1986 | Gravity Main |  | Maxwell St Carrier | 1986-06-30 | Date check - OK |  |  | 78.91% | 952 | metres | 685.068 | 652184.7493 | 514640.8325 | 100%
1987 | Gravity Main |  | Mount Pleasant Carrier | 1987-06-30 | Date check - OK |  |  | 78.91% | 348 | metres | 7077.405 | 2462936.9505 | 1943510.522 | 100%
1987 | Gravity Main |  | Mount Pleasant Carrier | 1987-06-30 | Date check - OK |  |  | 78.91% | 17 | metres | 3415.5534 | 58064.4075 | 45818.7884 | 100%
1987 | Gravity Main |  | Mount Pleasant Carrier | 1987-06-30 | Date check - OK |  |  | 78.91% | 1771 | metres | 1861.1014 | 3296010.6466 | 2600891.3347 | 100%
1987 | Gravity Main |  | Mount Pleasant Carrier | 1987-06-30 | Date check - OK |  |  | 78.91% | 1324 | metres | 1074.9043 | 1423173.3411 | 1123030.1136 | 100%
1987 | Gravity Main |  | Mount Pleasant Carrier | 1987-06-30 | Date check - OK |  |  | 78.91% | 485 | metres | 950.9396 | 461205.7293 | 363938.747 | 100%
1987 | Gravity Main |  | Mount Pleasant Carrier | 1987-06-30 | Date check - OK |  |  | 78.91% | 729 | metres | 639.3968 | 466120.2767 | 367816.8303 | 100%
1987 | Gravity Main |  | Mount Pleasant Carrier | 1987-06-30 | Date check - OK |  |  | 78.91% | 509 | metres | 685.068 | 348699.6191 | 275159.8569 | 100%
1988 | Gravity Main |  | Leyland St Carrier | 1988-06-30 | Date check - OK |  |  | 78.91% | 563 | metres | 639.3968 | 359980.4057 | 284061.5575 | 100%
1988 | Gravity Main |  | Leyland St Carrier | 1988-06-30 | Date check - OK |  |  | 78.91% | 729 | metres | 685.068 | 499414.5822 | 394089.461 | 100%
1988 | Gravity Main |  | School House Creek Carrier | 1988-06-30 | Date check - OK |  |  | 78.91% | 830 | metres | 1666.9988 | 1383609.0322 | 1091809.8053 | 100%
1988 | Gravity Main |  | School House Creek Carrier | 1988-06-30 | Date check - OK |  |  | 78.91% | 395 | metres | 950.9396 | 375621.1609 | 296403.7218 | 100%
1988 | Gravity Main |  | School House Creek Carrier | 1988-06-30 | Date check - OK |  |  | 78.91% | 600 | metres | 639.3968 | 383638.0878 | 302729.9015 | 100%
1988 | Gravity Main |  | School House Creek West Carrier | 1988-06-30 | Date check - OK |  |  | 78.91% | 564 | metres | 639.3968 | 360619.8026 | 284566.1074 | 100%
1988 | Gravity Main |  | School House Creek West Carrier | 1988-06-30 | Date check - OK |  |  | 78.91% | 240 | metres | 685.068 | 164416.3234 | 129741.3863 | 100%
1989 | Gravity Main |  | Penrith Leagues Club Carrier | 1989-06-30 | Date check - OK |  |  | 78.91% | 178 | metres | 950.9396 | 169267.2573 | 133569.2721 | 100%
1989 | Gravity Main |  | Penrith Leagues Club Carrier | 1989-06-30 | Date check - OK |  |  | 78.91% | 46 | metres | 639.3968 | 29412.2534 | 23209.2924 | 100%
1989 | Gravity Main |  | Penrith Leagues Club Carrier | 1989-06-30 | Date check - OK |  |  | 78.91% | 257 | metres | 685.068 | 176062.4796 | 138931.4012 | 100%
1990 | Gravity Main |  | Penrith Carrier | 1990-06-30 | Date check - OK |  |  | 78.91% | 296 | metres | 1456.5851 | 431149.1857 | 340221.0433 | 100%
1993 | Gravity Main | WO 311574 | Carrier S1 Extenstion (extension of School House Creek Carrier) | 1993-06-30 | Date check - OK |  |  | 78.91% | 148 | metres | 709.5347 | 105011.1399 | 82864.5878 | 100%
1993 | Gravity Main | WO 311574 | Carrier S1 Extenstion (extension of School House Creek Carrier) | 1993-06-30 | Date check - OK |  |  | 78.91% | 148 | metres | 709.5347 | 105011.1399 | 82864.5878 | 100%
1993 | Gravity Main | WO 311574 | Carrier S1 Extenstion (extension of School House Creek Carrier) | 1993-06-30 | Date check - OK |  |  | 78.91% | 153 | metres | 567.6278 | 86847.0508 | 68531.2537 | 100%
1993 | Gravity Main | WO 309858 | Advance Construction - Glenmore Parkway | 1993-06-30 | Date check - OK |  |  | 78.91% | 165 | metres | 1074.9043 | 177359.2155 | 139954.6592 | 100%
1994 | Gravity Main | WO 311569 | Surveyors Creek Carrier Section 1 | 1994-06-30 | Date check - OK |  |  | 78.91% | 165 | metres | 1386.4472 | 228763.7832 | 180518.1492 | 100%
1994 | Gravity Main | WO 311569 | Surveyors Creek Carrier Section 1 | 1994-06-30 | Date check - OK |  |  | 78.91% | 657 | metres | 1149.9356 | 755507.6858 | 596173.2543 | 100%
1994 | Gravity Main | WO 311569 | Surveyors Creek Carrier Section 1 | 1994-06-30 | Date check - OK |  |  | 78.91% | 805 | metres | 1024.3398 | 824593.5328 | 650689.0918 | 100%
1994 | Gravity Main | WO 311569 | Surveyors Creek Carrier Section 1 | 1994-06-30 | Date check - OK |  |  | 78.91% | 4 | metres | 567.6278 | 2270.5111 | 1791.6668 | 100%
1994 | Gravity Main | WO 311564 | 300mm Carrier - off Sth Penrith Carrier | 1994-06-30 | Date check - OK |  |  | 78.91% | 156 | metres | 624.7168 | 97455.8183 | 76902.6622 | 100%
1970 | Rising Main |  | SPS 897 Rising Main 2 | 1970-06-30 | Date check - OK |  |  | 78.91% | 1700 | metres | 380.0496 | 646084.3817 | 509827.0152 | 100%
1970 | Rising Main |  | SPS 897 Rising Main 1 | 1970-06-30 | Date check - OK |  |  | 78.91% | 1685 | metres | 380.0496 | 640383.6372 | 505328.5415 | 100%
1970 | Rising Main |  | SPS 889 Rising Main | 1970-06-30 | Date check - OK |  |  | 78.91% | 90 | metres | 216.9382 | 19524.4384 | 15406.7896 | 100%
1970 | Rising Main |  | SPS 892 Rising Main | 1970-06-30 | Date check - OK |  |  | 78.91% | 150 | metres | 316.4362 | 47465.4267 | 37455.1026 | 100%
1970 | Rising Main |  | SPS 892 Rising Main | 1970-06-30 | Date check - OK |  |  | 78.91% | 700 | metres | 380.0496 | 266034.7454 | 209928.771 | 100%
1973 | Rising Main |  | SPS 885 RM No. 1 | 1973-06-30 | Date check - OK |  |  | 78.91% | 370 | metres | 430.6142 | 159327.2467 | 125725.5815 | 100%
1974 | Rising Main |  | SPS 888 Rising Main | 1974-06-30 | Date check - OK |  |  | 78.91% | 380 | metres | 316.4362 | 120245.7476 | 94886.2599 | 100%
1976 | Rising Main |  | SPS 895 Rising Main | 1976-06-30 | Date check - OK |  |  | 78.91% | 2600 | metres | 510.5388 | 1327400.8328 | 1047455.756 | 100%
1976 | Rising Main |  | SPS 895 Rising Main | 1976-06-30 | Date check - OK |  |  | 78.91% | 2670 | metres | 510.5388 | 1363138.5475 | 1075656.4879 | 100%
1977 | Rising Main |  | SPS 884 Rising Main | 1977-06-30 | Date check - OK |  |  | 78.91% | 58 | metres | 380.0496 | 22042.8789 | 17394.0982 | 100%
1977 | Rising Main |  | SPS 886 Rising Main | 1977-06-30 | Date check - OK |  |  | 78.91% | 612 | metres | 430.6142 | 263535.8783 | 207956.9078 | 100%
1978 | Rising Main |  | SPS 900 Rising Main | 1978-06-30 | Date check - OK |  |  | 78.91% | 807 | metres | 316.4362 | 255363.9956 | 201508.452 | 100%
1978 | Rising Main |  | SPS 899 Rising Main | 1978-06-30 | Date check - OK |  |  | 78.91% | 792 | metres | 380.0496 | 300999.312 | 237519.4094 | 100%
1978 | Rising Main |  | SPS 894 Rising Main 1 | 1978-06-30 | Date check - OK |  |  | 78.91% | 2806 | metres | 722.5836 | 2027569.7031 | 1599960.9943 | 100%
1980 | Rising Main |  | SPS 902 Rising Main | 1980-06-30 | Date check - OK |  |  | 78.91% | 320 | metres | 316.4362 | 101259.5769 | 79904.2189 | 100%
1980 | Rising Main |  | SPS 901 Rising Main | 1980-06-30 | Date check - OK |  |  | 78.91% | 357 | metres | 380.0496 | 135677.7202 | 107063.6732 | 100%
1984 | Rising Main |  | SPS 903 Rising Main | 1984-06-30 | Date check - OK |  |  | 78.91% | 108 | metres | 380.0496 | 41045.3607 | 32389.0104 | 100%
1984 | Rising Main |  | SPS 885 RM No 2 | 1984-06-30 | Date check - OK |  |  | 78.91% | 368 | metres | 430.6142 | 158466.0183 | 125045.9838 | 100%
1984 | Rising Main |  | SPS 883 Rising Main | 1984-06-30 | Date check - OK |  |  | 78.91% | 1710 | metres | 510.5388 | 873021.3169 | 688903.5934 | 100%
1984 | Rising Main |  | SPS 883 Rising Main | 1984-06-30 | Date check - OK |  |  | 78.91% | 63 | metres | 722.5836 | 45522.7695 | 35922.1463 | 100%
1986 | Rising Main |  | SPS 896 Rising Main | 1986-06-30 | Date check - OK |  |  | 78.91% | 2633 | metres | 869.3839 | 2289087.893 | 1806325.7385 | 100%
1988 | Rising Main |  | SPS 904 Rising Main | 1988-06-30 | Date check - OK |  |  | 78.91% | 555 | metres | 380.0496 | 210927.5482 | 166443.5255 | 100%
1993 | Rising Main | WO 308016 | 450/500mm Twin Rising Mains from SPS906 to Penrith Park SPS | 1993-06-30 | Date check - OK |  |  | 78.91% | 1602 | metres | 546.4233 | 875370.1216 | 690757.0418 | 100%
1993 | Rising Main | WO 308016 | 450/500mm Twin Rising Mains from SPS906 to Penrith Park SPS | 1993-06-30 | Date check - OK |  |  | 78.91% | 5160 | metres | 722.5836 | 3728531.5995 | 2942194.8434 | 100%
1993 | Rising Main | WO 360081 | 600mm extension of Twin Rising Mains to Penrith STP | 1993-06-30 | Date check - OK |  |  | 78.91% | 880 | metres | 722.5836 | 635873.6061 | 501769.6632 | 100%
1993 | Rising Main | WO 360081 | 600mm extension of Twin Rising Mains to Penrith STP | 1993-06-30 | Date check - OK |  |  | 78.91% | 880 | metres | 722.5836 | 635873.6061 | 501769.6632 | 100%
1993 | Rising Main | WO 360081 | 600mm extension of Twin Rising Mains to Penrith STP | 1993-06-30 | Date check - OK |  |  | 78.91% | 2207 | metres | 869.3839 | 1918730.338 | 1514075.543 | 100%
1994 | Rising Main | WO309946 | 450mm Rising Main from SPS1026 | 1994-06-30 | Date check - OK |  |  | 78.91% | 1553 | metres | 546.4233 | 848595.38 | 669629.0174 | 100%
1990 | SPS | SPS 896 | To serve growth in Penrith | 1990-06-30 | Date check - OK |  |  | 78.91% | 1 |  | 5609697.3746 | 5609697.3746 | 4426628.0836 | 100%
1990 | SPS | SPS 894 | To serve growth in Emu Plains | 1990-06-30 | Date check - OK |  |  | 78.91% | 1 |  | 5219826.799 | 5219826.799 | 4118980.1083 | 100%
1990 | SPS | SPS 895 | To serve growth in Penrith | 1990-06-30 | Date check - OK |  |  | 78.91% | 1 |  | 3392310.0049 | 3392310.0049 | 2676881.431 | 100%
1993 | SPS | SPS1026 | To serve growth in Glenmore Park | 1993-06-30 | Date check - OK |  |  | 78.91% | 1 |  | 872088.3196 | 872088.3196 | 688167.3625 | 100%
1990 | SPS | SPS897 | To serve growth in Penrith | 1990-06-30 | Date check - OK |  |  | 78.91% | 1 |  | 5609697.3746 | 5609697.3746 | 4426628.0836 | 100%
1988 | SPS | SPS 904 | To serve growth in Penrith | 1988-06-30 | Date check - OK |  |  | 78.91% | 1 |  | 2880663.6964 | 2880663.6964 | 2273139.8802 | 100%
1988 | SPS | SPS906 | To serve growth in Glenmore Park | 1988-06-30 | Date check - OK |  |  | 78.91% | 1 |  | 5554872.3602 | 5554872.3602 | 4383365.5094 | 100%
1984 | SPS | SPS 883 | To serve growth in North Penrith & Cranebrook | 1984-06-30 | Date check - OK |  |  | 78.91% | 1 |  | 6925509.1402 | 6925509.1402 | 5464938.8738 | 100%
1984 | SPS | SPS 903 | To serve growth in Penrith | 1984-06-30 | Date check - OK |  |  | 78.91% | 1 |  | 320849.9732 | 320849.9732 | 253183.6224 | 100%
1980 | SPS | SPS 901 | To serve growth in North Penrith & Cranebrook | 1980-06-30 | Date check - OK |  |  | 78.91% | 1 |  | 743246.5995 | 743246.5995 | 586497.9963 | 100%
1980 | SPS | SPS 902 | To serve growth in Mt Riverview | 1980-06-30 | Date check - OK |  |  | 78.91% | 1 |  | 289842.49 | 289842.49 | 228715.5296 | 100%
1978 | SPS | SPS 899 | To serve growth in Jamisontown & South Penrith | 1978-06-30 | Date check - OK |  |  | 78.91% | 1 |  | 535292.5727 | 535292.5727 | 422400.885 | 100%
1978 | SPS | SPS 900 | To serve growth in Jamisontown & South Penrith | 1978-06-30 | Date check - OK |  |  | 78.91% | 1 |  | 431733.1246 | 431733.1246 | 340681.8312 | 100%
1977 | SPS | SPS 884 | To serve growth in Penrith | 1977-06-30 | Date check - OK |  |  | 78.91% | 1 |  | 231274.0682 | 231274.0682 | 182499.0221 | 100%
1977 | SPS | SPS 886 | To serve growth in Emu Plains | 1977-06-30 | Date check - OK |  |  | 78.91% | 1 |  | 269171.3783 | 269171.3783 | 212403.8968 | 100%
1974 | SPS | SPS 885 | To serve growth in Penrith | 1974-06-30 | Date check - OK |  |  | 78.91% | 1 |  | 613695.3447 | 613695.3447 | 484268.7343 | 100%
1974 | SPS | SPS 888 | To serve growth in North Penrith & Cranebrook | 1974-06-30 | Date check - OK |  |  | 78.91% | 1 |  | 348412.543 | 348412.543 | 274933.3243 | 100%
78.91%
1986 | Gravity Main | WO 37206 | Winmalee Carrier Section 1 | 1986-06-30 | Date check - OK |  |  | 78.91% | 2000 | metres | 8814.5418 | 17629083.5595 | 13911159.7578 | 100%
1988 | Gravity Main | WN 300125 | Winmalee Carrier Section 3 | 1988-06-30 | Date check - OK |  |  | 78.91% | 3591.87 | metres | 5190.5099 | 18643636.6659 | 14711746.4871 | 100%
1993 | Gravity Main | WN 301807 | Winmalee Carrier Section 4A/B/C | 1993-06-30 | Date check - OK |  |  | 78.91% | 7447.07 | metres | 3948.6307 | 29405728.9425 | 23204143.978 | 100%
1994 | Gravity Main | WN 302574 | Hazelbrook Carrier Section 1 | 1994-06-30 | Date check - OK |  |  | 78.91% | 3034 | metres | 5439.5566 | 16503614.6794 | 13023049.0775 | 100%
1983 | Gravity Main | WO 37352 | Hawkesbury Road Carrier | 1983-06-30 | Date check - OK |  |  | 78.91% | 76.6 | metres | 468.1298 | 35858.7434 | 28296.236 | 100%
1983 | Gravity Main | WO 37352 | Hawkesbury Road Carrier | 1983-06-30 | Date check - OK |  |  | 78.91% | 331 | metres | 450.1876 | 149012.0797 | 117585.8541 | 100%
1984 | Gravity Main | WO 48506 | Shelton Avenue Carrier | 1984-06-30 | Date check - OK |  |  | 78.91% | 275 | metres | 494.2276 | 135912.6006 | 107249.018 | 100%
1984 | Gravity Main | WO 48506 | Shelton Avenue Carrier | 1984-06-30 | Date check - OK |  |  | 78.91% | 339 | metres | 450.1876 | 152613.5801 | 120427.8083 | 100%
1984 | Gravity Main | WO 48506 | Shelton Avenue Carrier | 1984-06-30 | Date check - OK |  |  | 78.91% | 151 | metres | 567.6278 | 85711.7952 | 67635.4203 | 100%
1985 | Gravity Main | WO 37542 | WINMALEE CARRIER SECTION 2 &2 | 1985-06-30 | Date check - OK |  |  | 78.91% | 335 | metres | 946.0463 | 316925.5122 | 250086.8191 | 100%
1985 | Gravity Main | WO 37542 | WINMALEE CARRIER SECTION 2 &3 | 1985-06-30 | Date check - OK |  |  | 78.91% | 49 | metres | 946.0463 | 46356.2689 | 36579.8631 | 100%
1985 | Gravity Main | WO 37542 | Muru Avenue Carrier | 1985-06-30 | Date check - OK |  |  | 78.91% | 64 | metres | 946.0463 | 60546.9635 | 47777.7804 | 100%
1985 | Gravity Main | WO 37542 | Muru Avenue Carrier | 1985-06-30 | Date check - OK |  |  | 78.91% | 156 | metres | 946.0463 | 147583.2236 | 116458.3396 | 100%
1985 | Gravity Main | WO 37534 | Lee Road Carrier | 1985-06-30 | Date check - OK |  |  | 78.91% | 438 | metres | 833.4994 | 365072.7446 | 288079.9366 | 100%
1985 | Gravity Main | WO 37534 | Lee Road Carrier | 1985-06-30 | Date check - OK |  |  | 78.91% | 313 | metres | 450.1876 | 140908.7038 | 111191.4572 | 100%
1985 | Gravity Main | WO 37534 | Singles Road Carrier | 1985-06-30 | Date check - OK |  |  | 78.91% | 366 | metres | 450.1876 | 164768.644 | 130019.4036 | 100%
1985 | Gravity Main | WO 37534 | Singles Road Carrier | 1985-06-30 | Date check - OK |  |  | 78.91% | 438 | metres | 494.2276 | 216471.7057 | 170818.436 | 100%
1986 | Gravity Main | WO 48474 | Leslie Street Carrier | 1986-06-30 | Date check - OK |  |  | 78.91% | 645.7 | metres | 450.1876 | 290686.1024 | 229381.2265 | 100%
1986 | Gravity Main | WO 48474 | Leslie Street Carrier | 1986-06-30 | Date check - OK |  |  | 78.91% | 2145 | metres | 494.2276 | 1060118.2849 | 836542.3406 | 100%
1986 | Gravity Main | WO 48474 | Leslie Street Carrier | 1986-06-30 | Date check - OK |  |  | 78.91% | 153 | metres | 624.7168 | 95581.668 | 75423.7649 | 100%
1988 | Gravity Main | WN 300125 | Winmalee Carrier Section 3 | 1988-06-30 | Date check - OK |  |  | 78.91% | 58 | metres | 833.4994 | 48342.9662 | 38147.5715 | 100%
1990 | Gravity Main | WN 302668 | Douglas Street Carrier | 1990-06-30 | Date check - OK |  |  | 78.91% | 225 | metres | 450.1876 | 101292.1992 | 79929.9612 | 100%
1990 | Gravity Main | WN 302571 | Karin Place Carrier | 1990-06-30 | Date check - OK |  |  | 78.91% | 427 | metres | 450.1876 | 192230.0847 | 151689.3042 | 100%
1990 | Gravity Main | WN 302423 | Sinclair Crescent Carrier | 1990-06-30 | Date check - OK |  |  | 78.91% | 32.2 | metres | 450.1876 | 14496.0392 | 11438.8656 | 100%
1991 | Gravity Main | WN 307006 | Sinclair Crescent Carrier | 1991-06-30 | Date check - OK |  |  | 78.91% | 507 | metres | 567.6278 | 287787.286 | 227093.7623 | 100%
1991 | Gravity Main | WN 307006 | Sinclair Crescent Carrier | 1991-06-30 | Date check - OK |  |  | 78.91% | 1212 | metres | 494.2276 | 599003.898 | 472675.6722 | 100%
1991 | Gravity Main | WN 307006 | Sinclair Crescent Carrier | 1991-06-30 | Date check - OK |  |  | 78.91% | 587 | metres | 450.1876 | 264260.093 | 208528.3877 | 100%
1991 | Gravity Main | WN 307005 | Sinclair Crescent Carrier | 1991-06-30 | Date check - OK |  |  | 78.91% | 210 | metres | 685.068 | 143864.2829 | 113523.713 | 100%
1992 | Gravity Main | WN 308015 | South Katoomba Carrier | 1992-06-30 | Date check - OK |  |  | 78.91% | 444 | metres | 520.3255 | 231024.5077 | 182302.0932 | 100%
1992 | Gravity Main | WN 308015 | South Katoomba Carrier | 1992-06-30 | Date check - OK |  |  | 78.91% | 420 | metres | 567.6278 | 238403.6689 | 188125.0102 | 100%
1993 | Gravity Main | WN 309653 | WOODFORD CARRIER | 1993-06-30 | Date check - OK |  |  | 78.91% | 479 | metres | 450.1876 | 215639.8374 | 170162.0063 | 100%
1993 | Gravity Main | WN 301807 | Winmalee Tunnel Section 4 A/B/C & North Springwood Carrier | 1993-06-30 | Date check - OK |  |  | 78.91% | 30 | metres | 2050.3107 | 61509.321 | 48537.1794 | 100%
1993 | Gravity Main | WN 301807 | Winmalee Tunnel Section 4 A/B/C & North Springwood Carrier | 1993-06-30 | Date check - OK |  |  | 78.91% | 3 | metres | 520.3255 | 1560.9764 | 1231.7709 | 100%
1994 | Gravity Main | WN 302574 | Hazelbrook Carrier Sec. 1&2 | 1994-06-30 | Date check - OK |  |  | 78.91% | 34 | metres | 1666.9988 | 56677.9604 | 44724.739 | 100%
1994 | Gravity Main | 308091 | South Springwood Carrier | 1994-06-30 | Date check - OK |  |  | 78.91% | 60 | metres | 833.4994 | 50009.965 | 39463.005 | 100%
1995 | Gravity Main | WN 309985 | Bore Hole to eliminate SPS 851 & 850, Hazelbrook | 1995-06-30 | Date check - OK |  |  | 78.91% | 925 | metres | 450.1876 | 416423.4856 | 328600.9517 | 100%
1995 | Gravity Main | WN 309889 | Horizontal Bore across Valley Road, South Hazelbrook areas 2 & 3 | 1995-06-30 | Date check - OK |  |  | 78.91% | 404 | metres | 567.6278 | 229321.6243 | 180958.3431 | 100%
[5 empty] | - |  |  | 78.91%
1992 | Rising Main | WN 309540 | 747 and RM Watkin Wombat Way, Faulconbridge | 1992-06-30 | Date check - OK |  |  | 78.91% | 500 | metres | 285.445 | 142722.5029 | 112622.7312 | 100%
1993 | Rising Main | WN 309735 | 742 and RM Hilderleigh Close, Faulconbridge | 1993-06-30 | Date check - OK |  |  | 78.91% | 125 | metres | 216.9382 | 27117.2756 | 21398.3189 | 100%
1986 | Rising Main | WN 300518 | SPS 708 RM Moray Street, Winmalee | 1986-06-30 | Date check - OK |  |  | 78.91% | 470 | metres | 349.0585 | 164057.4782 | 129458.2206 | 100%
1986 | Rising Main | WO 37573 | 704 RM Shelton Avenue, Winmalee | 1986-06-30 | Date check - OK |  |  | 78.91% | 167 | metres | 316.4362 | 52844.8417 | 41700.0142 | 100%
1989 | Rising Main | WO 37572 | 709 and RM Vendetta Road, Winmalee | 1989-06-30 | Date check - OK |  |  | 78.91% | 925 | metres | 349.0585 | 322879.0794 | 254784.7959 | 100%
1989 | Rising Main | WN 302262 | 731 and RM Kerry Ave Springwood | 1989-06-30 | Date check - OK |  |  | 78.91% | 116 | metres | 216.9382 | 25164.8317 | 19857.64 | 100%
1991 | Rising Main | WN 302211 | 712 and RM Birdwood Ave, Winmalee | 1991-06-30 | Date check - OK |  |  | 78.91% | 747 | metres | 285.445 | 213227.4193 | 168258.3604 | 100%
1991 | Rising Main | WN 302588 | 713 and RM Banjo Place, Winmalee | 1991-06-30 | Date check - OK |  |  | 78.91% | 748 | metres | 349.0585 | 261095.7313 | 118468.044 | 57.5%
1991 | Rising Main | WN 302264 | 733 and RM Bee Farm Road, Springwood | 1991-06-30 | Date check - OK |  |  | 78.91% | 675 | metres | 285.445 | 192675.3789 | 152040.6871 | 100%
1991 | Rising Main | WN 307112 | 723 and RM Wigram Road, Faulconbridge | 1991-06-30 | Date check - OK |  |  | 78.91% | 457 | metres | 184.3159 | 84232.3745 | 66468.0053 | 100%
1991 | Rising Main | WN 307116 | 725 Martin Place, Faulconbridge | 1991-06-30 | Date check - OK |  |  | 78.91% | 220 | metres | 184.3159 | 40549.502 | 31997.7268 | 100%
1992 | Rising Main | WN 037576 | 710 and RM Emma Pde, Winmalee | 1992-06-30 | Date check - OK |  |  | 78.91% | 654 | metres | 285.445 | 186681.0338 | 128160.1632 | 87%
1992 | Rising Main | WN 300380 | 715 and RM Fairway Ave, Springwood | 1992-06-30 | Date check - OK |  |  | 78.91% | 332 | metres | 285.445 | 94767.7419 | 74781.4935 | 100%
1992 | Rising Main | WN 302263 | 732 and RM Bee Farm Road, Springwood | 1992-06-30 | Date check - OK |  |  | 78.91% | 208 | metres | 184.3159 | 38337.711 | 30252.3963 | 100%
1992 | Rising Main | WN 302265 | 734 and RM Davies Avenue Faulconbridge | 1992-06-30 | Date check - OK |  |  | 78.91% | 1085 | metres | 285.445 | 309707.8313 | 244391.3267 | 100%
1992 | Rising Main | WN 302544 | 738 and RM Lochinvar St, Winmalee | 1992-06-30 | Date check - OK |  |  | 78.91% | 355 | metres | 184.3159 | 65432.1509 | 37175.5408 | 72%
1992 | Rising Main | WN 300844 | 848 Amp Bottlebrush Drive, Faulconbridge | 1992-06-30 | Date check - OK |  |  | 78.91% | 602 | metres | 349.0585 | 210133.1955 | 165816.6996 | 100%
1992 | Rising Main | WN 307109 | 954 and RM Oaklands Road Hazelbrook | 1992-06-30 | Date check - OK |  |  | 78.91% | 1220 | metres | 349.0585 | 425851.3264 | 221786.7218 | 66%
1993 | Rising Main | WN 300315 | 711 and RM Ellison Road, Winmalee | 1993-06-30 | Date check - OK |  |  | 78.91% | 596 | metres | 285.445 | 170125.2235 | 134246.2956 | 100%
1993 | Rising Main | WN 308053 | 951 RM Riches Avenue, Woodford | 1993-06-30 | Date check - OK |  |  | 78.91% | 765 | metres | 285.445 | 218365.4295 | 172312.7787 | 100%
1994 | Rising Main | WN 306983 | 936 RM Fifth Avene, North Katoomba | 1994-06-30 | Date check - OK |  |  | 78.91% | 2330 | metres | 349.0585 | 813306.2217 | 641782.2426 | 100%
1994 | Rising Main | WN 308051 | 955 RM Frederica Street, Lawson | 1994-06-30 | Date check - OK |  |  | 78.91% | 120 | metres | 285.445 | 34253.4007 | 27029.4555 | 100%
1994 | Rising Main | WN 309656 | 958 RM Boronia Road, Bullaburra | 1994-06-30 | Date check - OK |  |  | 78.91% | 1100 | metres | 285.445 | 313989.5064 | 247770.0086 | 100%
1995 | Rising Main | WN 308052 | 948 RM Pimela Drive, Woodford | 1995-06-30 | Date check - OK |  |  | 78.91% | 1325 | metres | 349.0585 | 462502.4651 | 364962.0049 | 100%
1995 | Rising Main | WN 309891 | 1021 RM Valley Road, Hazelbrook | 1995-06-30 | Date check - OK |  |  | 78.91% | 1800 | metres | 349.0585 | 628305.2357 | 495797.4407 | 100%
1995 | Rising Main | WN 307023 | 750 and RM Lindsay Road, Faulconbridge | 1995-06-30 | Date check - OK |  |  | 78.91% | 314 | metres | 316.4362 | 99360.9599 | 54884.2104 | 70%
1995 | Rising Main | PRO 362123 | Mt Hay Pde RM From SPS 964 | 1995-06-30 | Date check - OK |  |  | 78.91% | 2177.5311 | metres | 430.6142 | 937675.7798 | 739922.6131 | 100%
78.91%
1993 | SPS | 309510 | Lindsay Road, Faulconbridge | 1993-06-30 | Date check - OK |  |  | 78.91% | 1 | pumping station | 389754.7665 | 389754.7665 | 215289.613 | 70%
1994 | SPS | 309954 | Hilderleigh Close, Faulconbridge | 1994-06-30 | Date check - OK |  |  | 78.91% | 1 | pumping station | 214047.8699 | 214047.8699 | 168905.7802 | 100%
1988 | SPS | 37255 | Shelton Avenue, Winmalee | 1988-06-30 | Date check - OK |  |  | 78.91% | 1 | pumping station | 389754.7665 | 389754.7665 | 307556.5899 | 100%
1989 | SPS | 37570 | Moray Street, Winmalee | 1989-06-30 | Date check - OK |  |  | 78.91% | 1 | pumping station | 789402.2414 | 789402.2414 | 622919.5441 | 100%
1989 | SPS | 37297 | Vendetta Road, Winmalee | 1989-06-30 | Date check - OK |  |  | 78.91% | 1 | pumping station | 331186.3447 | 331186.3447 | 261340.0824 | 100%
1990 | SPS | 302262 | Kerry Avenue, Springwood | 1990-06-30 | Date check - OK |  |  | 78.91% | 1 | pumping station | 203711.4984 | 203711.4984 | 160749.3203 | 100%
1991 | SPS | 302211 | Birdwood Avenue, Winmalee | 1991-06-30 | Date check - OK |  |  | 78.91% | 1 | pumping station | 389754.7665 | 389754.7665 | 307556.5899 | 100%
1991 | SPS | 302210 | Banjo Place, Winmalee | 1991-06-30 | Date check - OK |  |  | 78.91% | 1 | pumping station | 493111.9565 | 493111.9565 | 223741.7237 | 57.5%
1991 | SPS | 302264 | Beefarm Road, Springwood | 1991-06-30 | Date check - OK |  |  | 78.91% | 1 | pumping station | 334631.2581 | 334631.2581 | 264058.4734 | 100%
1992 | SPS | 37576 | Emma Parade, Winmalee | 1992-06-30 | Date check - OK |  |  | 78.91% | 1 | pumping station | 596469.1464 | 596469.1464 | 409487.6784 | 87%
1992 | SPS | 300320 | Fairway Avenue, Springwood | 1992-06-30 | Date check - OK |  |  | 78.91% | 1 | pumping station | 286397.5766 | 286397.5766 | 225997.1387 | 100%
1992 | SPS | 302263 | Beefarm Road, Springwood | 1992-06-30 | Date check - OK |  |  | 78.91% | 1 | pumping station | 224529.4105 | 224529.4105 | 177176.7936 | 100%
1992 | SPS | 302265 | Davies Avenue, Faulconbridge | 1992-06-30 | Date check - OK |  |  | 78.91% | 1 | pumping station | 493111.9565 | 493111.9565 | 389116.0412 | 100%
1992 | SPS | 302544 | Lochinvar Street, Winmalee | 1992-06-30 | Date check - OK |  |  | 78.91% | 1 | pumping station | 389754.7665 | 389754.7665 | 221440.7448 | 72%
1992 | SPS | 37303 | Bottlebrush Drive, Faulconbridge | 1992-06-30 | Date check - OK |  |  | 78.91% | 1 | pumping station | 458659.5598 | 458659.5598 | 361929.5575 | 100%
1993 | SPS | 300315 | Ellison Road, Winmalee | 1993-06-30 | Date check - OK |  |  | 78.91% | 1 | pumping station | 334631.2581 | 334631.2581 | 264058.4734 | 100%
1993 | SPS | 307112 | Wigram Road, Faulconbridge | 1993-06-30 | Date check - OK |  |  | 78.91% | 1 | pumping station | 231274.0682 | 231274.0682 | 182499.0221 | 100%
1993 | SPS | 307116 | Martin Place, Faulconbridge | 1993-06-30 | Date check - OK |  |  | 78.91% | 1 | pumping station | 214047.8699 | 214047.8699 | 168905.7802 | 100%
1993 | SPS | 307109 | Oaklands Road, Hazelbrook | 1993-06-30 | Date check - OK |  |  | 78.91% | 1 | pumping station | 286397.5766 | 286397.5766 | 149158.1115 | 66%
1994 | SPS | 309540 | Watkin Wombat Way, Faulconbridge | 1994-06-30 | Date check - OK |  |  | 78.91% | 1 | pumping station | 389754.7665 | 389754.7665 | 307556.5899 | 100%
1994 | SPS | 308053 | Riches Avenue, Woodford | 1994-06-30 | Date check - OK |  |  | 78.91% | 1 | pumping station | 389754.7665 | 389754.7665 | 307556.5899 | 100%
1994 | SPS | 308051 | Frederica Street, Lawson | 1994-06-30 | Date check - OK |  |  | 78.91% | 1 | pumping station | 300178.8615 | 300178.8615 | 236871.9896 | 100%
1994 | SPS | 309656 | Boronia Road, Bullaburra | 1994-06-30 | Date check - OK |  |  | 78.91% | 1 | pumping station | 286397.5766 | 286397.5766 | 225997.1387 | 100%
1995 | SPS | 308110 | Fifth Avenue, North Katoomba | 1995-06-30 | Date check - OK |  |  | 78.91% | 1 | pumping station | 1051240.1297 | 1051240.1297 | 829536.5632 | 100%
1995 | SPS | 308052 | Pimela Drive, Woodford | 1995-06-30 | Date check - OK |  |  | 78.91% | 1 | pumping station | 1051240.1297 | 1051240.1297 | 829536.5632 | 100%
1995 | SPS | 309891 | Valley Road, Hazelbrook | 1995-06-30 | Date check - OK |  |  | 78.91% | 1 | pumping station | 238163.8951 | 238163.8951 | 187935.804 | 100%
175143161.7278
Note on C21: Greg McLennan: Eg, name or identification number.
Note on D21: Greg McLennan: Address nexus to DSP, eg, mains pipe required to transport water from point 'A' to point 'B' to facilitate water distribution in region '1', '2', and '3'.
Note on I21: Greg McLennan: This is not the capacity of the asset in ETs, but the number of ETs which the asset will service. The intention is to apportion the cost of the asset over the ETs which will receive a service from the asset.

## Post-1996 commissioned assets
POST-1996 COMMISSIONED ASSETS WITH A NEXUS TO THE SERVICE FOR WHICH THE MAXIMUM PRICE IS BEING CALCULATED
Consideration must be given to the principles regarding asset exclusions presented on the 'Asset exclusions' worksheet before they are entered into the register.
|  | Hyperlink to the 'Asset exclusions' worksheet: |  | Asset exclusions'!A1
Where this template is being used to calculate the maximum price for connecting to a Recycled Water System, refer to the following provisions of the Recycled Water Developer Charges Determination:
(a) Schedule 1, clause 2 (where the Recycled Water System is a Least Cost Servicing Solution); and
(b) Schedule 2, clause 2.2 (where the Recycled Water System is not a Least Cost Servicing Solution).
These provisions may affect the calculation of the capital charge.
Date range for assets
|  | Start date |  | 1996-01-01 |  | check |  |  | Total in this file
|  | End date |  | 2021-06-30 |  | Gravity main | 20151548.0692 |  | 165944510.4857
[6 empty] | Rising main | 17440314.6806 |  | 43604622.9746
|  | Register of post-1996 commissioned assets |  |  |  | SPS | 11799836.0537 |  | 61794831.4892
[6 empty] | STP | 120317893.0627 |  | 120317893.0627
|  | General inputs |  |  |  | Service potential inputs |  |  | Asset value inputs
|  | Identifier | Description | Date commissioned | Financial year of commissioning | DSP areas serviced by asset | Expected system-wide ETs to be serviced by this asset | Proportion of asset cost to be recovered via this DSP | Number of units or length of asset (A) | Unit of measure in (A) | MEERA value per unit/measure of length (B) ($ as at 1 July 2020) | Total MEERA value (A x B) ($, $2020-21) | MEERA value to be recovered via DSP ($, $2020-21) | % Growth
1997 | Gravity Main | WO 361516 | 300mm Carrier - off Surveyors Ck Carrier Sec 1 | 1997-06-30 | 1996-97 | Asset utilisation after 1 Jan 1996 |  | 91.62% | 87 | metres | 1066.2476 | 92763.5381 | 84988.8547 | 100%
1997 | Gravity Main | WO 361468 | Golf Course Carrier | 1997-06-30 | 1996-97 |  |  | 91.62% | 846 | metres | 1418.979 | 1200456.2417 | 1099843.7874 | 100%
1998 | Gravity Main | WO 361881 | Glenmore Park Carrier Section 3 | 1998-06-30 | 1997-98 |  |  | 91.62% | 570 | metres | 1309.4551 | 746389.4014 | 683833.1274 | 100%
1998 | Gravity Main | Penrith | Penrith Carrier Amplification | 1998-06-30 | 1997-98 |  |  | 91.62% | 1000 | metres | 2290.3384 | 2290338.4233 | 2098380.9309 | 100%
1999 | Gravity Main | PRO 362343 | Mt Riverview STP Sewer | 1999-06-30 | 1998-99 |  |  | 91.62% | 202.5038 | metres | 1153.2224 | 233531.9821 | 21395.9235 | 10%
1999 | Gravity Main | PRO 362344 | Litton St - Greenhaven Dr Reticulation Main | 1999-06-30 | 1998-99 |  |  | 91.62% | 186.4631 | metres | 1418.979 | 264587.2041 | 24241.1662 | 10%
1999 | Gravity Main | PRO 362344 | Litton St - Greenhaven Dr Reticulation Main | 1999-06-30 | 1998-99 |  |  | 91.62% | 111 | metres | 1082.354 | 120141.2965 | 11007.2033 | 10%
1999 | Gravity Main | PRO 362344 | Litton St - Greenhaven Dr Reticulation Main | 1999-06-30 | 1998-99 |  |  | 91.62% | 76 | metres | 808.5442 | 61449.3611 | 5629.9177 | 10%
1999 | Gravity Main | PRO 362344 | Litton St - Greenhaven Dr Reticulation Main | 1999-06-30 | 1998-99 |  |  | 91.62% | 175 | metres | 893.9085 | 156433.9799 | 14332.2959 | 10%
1999 | Gravity Main | PRO 362344 | Litton St - Greenhaven Dr Reticulation Main | 1999-06-30 | 1998-99 |  |  | 91.62% | 186 | metres | 670.0287 | 124625.3346 | 11418.0255 | 10%
1999 | Gravity Main | PRO 362342 | Mt Riverview STP Sewer | 1999-06-30 | 1998-99 |  |  | 91.62% | 41 | metres | 881.0233 | 36121.9549 | 3309.4507 | 10%
1999 | Gravity Main | PRO 362342 | Mt Riverview STP Sewer | 1999-06-30 | 1998-99 |  |  | 91.62% | 40 | metres | 893.9085 | 35756.3383 | 3275.9534 | 10%
1999 | Gravity Main | PRO 362342 | Mt Riverview STP Sewer | 1999-06-30 | 1998-99 |  |  | 91.62% | 40 | metres | 737.6758 | 29507.0323 | 2703.3993 | 10%
1999 | Gravity Main | PRO 362342 | Mt Riverview STP Sewer | 1999-06-30 | 1998-99 |  |  | 91.62% | 3 | metres | 670.0287 | 2010.086 | 184.1617 | 10%
1999 | Gravity Main | PRO 362342 | Mt Riverview STP Reticulation Sewer | 1999-06-30 | 1998-99 |  |  | 91.62% | 3.4642 | metres | 827.872 | 2867.9303 | 262.7564 | 10%
1999 | Gravity Main | BMP 061-1 | Mt Riverview STP Sewer | 1999-06-30 | 1998-99 |  |  | 91.62% | 2.9596 | metres | 1472.1303 | 4356.932 | 399.177 | 10%
1999 | Gravity Main | PRO 362321 | Great West Hwy Reticulation main | 1999-06-30 | 1998-99 |  |  | 91.62% | 120 | metres | 497.6896 | 59722.7488 | 15868.0097 | 29%
1999 | Gravity Main | PRO 362321 | Great West Hwy Reticulation main | 1999-06-30 | 1998-99 |  |  | 91.62% | 16.098 | metres | 771.4994 | 12419.5868 | 3299.8167 | 29%
1999 | Gravity Main | PRO 362321 | Great West Hwy Reticulation main | 1999-06-30 | 1998-99 |  |  | 91.62% | 12 | metres | 497.6896 | 5972.2749 | 1586.801 | 29%
1999 | Gravity Main | PRO 362325 | Glengarry Dr Reticulation Sewer | 1999-06-30 | 1998-99 |  |  | 91.62% | 99 | metres | 634.5945 | 62824.8527 | 33384.4438 | 58%
1999 | Gravity Main | PRO 362325 | Glengarry Dr Reticulation Sewer | 1999-06-30 | 1998-99 |  |  | 91.62% | 59 | metres | 926.1214 | 54641.161 | 29035.719 | 58%
1999 | Gravity Main | PRO 362325 | Glengarry Dr Reticulation Sewer | 1999-06-30 | 1998-99 |  |  | 91.62% | 56 | metres | 926.1214 | 51862.7969 | 27559.3265 | 58%
1999 | Gravity Main | PRO 362325 | Glengarry Dr Reticulation Sewer | 1999-06-30 | 1998-99 |  |  | 91.62% | 41.0359 | metres | 1138.7266 | 46728.6643 | 24831.1042 | 58%
1999 | Gravity Main | WO 361847 | 300mm Carrier - off Knox Street | 1999-06-30 | 1998-99 |  |  | 91.62% | 202 | metres | 1153.2224 | 232950.9331 | 213426.8852 | 100%
2000 | Gravity Main | WO 362316 | 300mm Carrier - Inglewood Dr | 2000-06-30 | 1999-00 |  |  | 91.62% | 527 | metres | 1153.2224 | 607748.2264 | 556811.7253 | 100%
2000 | Gravity Main | PRO 362149 | Castlereagh Rd Reticulation Sewer | 2000-06-30 | 1999-00 |  |  | 91.62% | 44 | metres | 1418.979 | 62435.0764 | 57202.2774 | 100%
2000 | Gravity Main | PRO 362149 | Castlereagh Rd Reticulation Sewer | 2000-06-30 | 1999-00 |  |  | 91.62% | 38.7746 | metres | 1418.979 | 55020.3719 | 50409.0129 | 100%
2000 | Gravity Main | PRO 362149 | Castlereagh Rd Reticulation Sewer | 2000-06-30 | 1999-00 |  |  | 91.62% | 37 | metres | 1418.979 | 52502.2233 | 48101.9151 | 100%
2000 | Gravity Main | PRO 362149 | Castlereagh Rd Reticulation Sewer | 2000-06-30 | 1999-00 |  |  | 91.62% | 40 | metres | 1309.4551 | 52378.2036 | 47988.2896 | 100%
2000 | Gravity Main | PRO 362149 | Castlereagh Rd Reticulation Sewer | 2000-06-30 | 1999-00 |  |  | 91.62% | 56 | metres | 1082.354 | 60611.8253 | 55531.8363 | 100%
2000 | Gravity Main | PRO 362149 | Castlereagh Rd Reticulation Sewer | 2000-06-30 | 1999-00 |  |  | 91.62% | 20 | metres | 808.5442 | 16170.8845 | 14815.5728 | 100%
2001 | Gravity Main | PRO 3002197 | Kookaburra Cres Reticulation Sewer | 2001-06-30 | 2000-01 |  |  | 91.62% | 50 | metres | 1418.979 | 70948.9505 | 13000.5176 | 20%
2001 | Gravity Main | PRO 3002197 | Kookaburra Cres Reticulation Sewer | 2001-06-30 | 2000-01 |  |  | 91.62% | 27 | metres | 1418.979 | 38312.4332 | 7020.2795 | 20%
2001 | Gravity Main | PRO 3002197 | Kookaburra Cr Reticulation main | 2001-06-30 | 2000-01 |  |  | 91.62% | 50 | metres | 1418.979 | 70948.9505 | 13000.5176 | 20%
2001 | Gravity Main | PRO 3002197 | Kookaburra Cr Reticulation main | 2001-06-30 | 2000-01 |  |  | 91.62% | 27 | metres | 1418.979 | 38312.4332 | 7020.2795 | 20%
2001 | Gravity Main | PRO 3002197 | Kookaburra Cr Reticulation main | 2001-06-30 | 2000-01 |  |  | 91.62% | 19 | metres | 497.6896 | 9456.1019 | 1732.7137 | 20%
2001 | Gravity Main | PRO 3002197 | Kookaburra Cr Reticulation main | 2001-06-30 | 2000-01 |  |  | 91.62% | 3.2971 | metres | 563.7261 | 1858.6849 | 340.581 | 20%
2001 | Gravity Main | PRO 3002197 | Kookaburra Cr Reticulation main | 2001-06-30 | 2000-01 |  |  | 91.62% | 4.2966 | metres | 959.9449 | 4124.4635 | 755.7569 | 20%
2001 | Gravity Main | PRO 3002197 | Kookaburra Cr Reticulation main | 2001-06-30 | 2000-01 |  |  | 91.62% | 5.9863 | metres | 864.9168 | 5177.6712 | 948.7442 | 20%
2001 | Gravity Main | PRO 3002198 | Colverdale CC Reticulation main | 2001-06-30 | 2000-01 |  |  | 91.62% | 85 | metres | 1766.8785 | 150184.6739 | 30271.4322 | 22%
2001 | Gravity Main | PRO 3002198 | Colverdale CC Reticulation main | 2001-06-30 | 2000-01 |  |  | 91.62% | 229 | metres | 1472.1303 | 337117.8439 | 67949.9425 | 22%
2001 | Gravity Main | PRO 3002198 | Colverdale CC Reticulation main | 2001-06-30 | 2000-01 |  |  | 91.62% | 95 | metres | 563.7261 | 53553.9751 | 10794.4139 | 22%
2001 | Gravity Main | PRO 3002198 | Colverdale CC Reticulation main | 2001-06-30 | 2000-01 |  |  | 91.62% | 14.3934 | metres | 497.6896 | 7163.4614 | 1443.8773 | 22%
2001 | Gravity Main | PRO 3001117 | Glengarry Dr, Karingal Ct, Bangalla Pde Reticulation main | 2001-06-30 | 2000-01 |  |  | 91.62% | 236 | metres | 959.9449 | 226547.0051 | 78872.6793 | 38%
2001 | Gravity Main | PRO 3001117 | Glengarry Dr, Karingal Ct, Bangalla Pde Reticulation main | 2001-06-30 | 2000-01 |  |  | 91.62% | 557 | metres | 563.7261 | 313995.4118 | 109317.9731 | 38%
2001 | Gravity Main | PRO 3001117 | Glengarry Dr, Karingal Ct, Bangalla Pde Reticulation main | 2001-06-30 | 2000-01 |  |  | 91.62% | 99 | metres | 497.6896 | 49271.2677 | 17153.8657 | 38%
2001 | Gravity Main | PRO 3001117 | Glengarry Dr, Karingal Ct, Bangalla Pde Reticulation main | 2001-06-30 | 2000-01 |  |  | 91.62% | 239 | metres | 864.9168 | 206715.1225 | 71968.1796 | 38%
2001 | Gravity Main | PRO 3002198 | Avalon Cres Reticulation Sewer | 2001-06-30 | 2000-01 |  |  | 91.62% | 16 | metres | 1766.8785 | 28270.0563 | 25900.6906 | 100%
2001 | Gravity Main | PRO 3002198 | Avalon Cres Reticulation Sewer | 2001-06-30 | 2000-01 |  |  | 91.62% | 88 | metres | 1472.1303 | 129547.4684 | 118689.8559 | 100%
2002 | Gravity Main | PRO 3001302 | Overflow Upgrade to SPS 897 | 2002-06-30 | 2001-02 |  |  | 91.62% | 5.2104 | metres | 3200.3533 | 16675.0795 | 1527.751 | 10%
2002 | Gravity Main | PRO 3001302 | Overflow Upgrade to SPS 897 | 2002-06-30 | 2001-02 |  |  | 91.62% | 60 | metres | 3200.3533 | 192021.2003 | 17592.7549 | 10%
2002 | Gravity Main | PRO 3001302 | Overflow Upgrade to SPS 897 | 2002-06-30 | 2001-02 |  |  | 91.62% | 57 | metres | 2366.0388 | 134864.2104 | 12356.0992 | 10%
2002 | Gravity Main | PRO 3001302 | Overflow Upgrade to SPS 897 | 2002-06-30 | 2001-02 |  |  | 91.62% | 1 | metres | 1082.354 | 1082.354 | 99.164 | 10%
2002 | Gravity Main |  | SPS 826 Overflow mains | 2002-06-30 | 2001-02 |  |  | 91.62% | 74.741 | metres | 670.0287 | 50078.6422 | 9176.2917 | 20%
2002 | Gravity Main |  | SPS 1099 Reticulation Sewer | 2002-06-30 | 2001-02 |  |  | 91.62% | 20.2496 | metres | 634.5945 | 12850.2903 | 2354.6567 | 20%
2002 | Gravity Main |  | SPS 1099 Reticulation Sewer | 2002-06-30 | 2001-02 |  |  | 91.62% | 11.6114 | metres | 634.5945 | 7368.5393 | 1350.1937 | 20%
2002 | Gravity Main |  | SPS 1099 Reticulation Sewer | 2002-06-30 | 2001-02 |  |  | 91.62% | 9.5877 | metres | 565.3367 | 5420.2668 | 993.1968 | 20%
2002 | Gravity Main |  | SPS 1099 Reticulation Sewer | 2002-06-30 | 2001-02 |  |  | 91.62% | 5.1643 | metres | 1138.7266 | 5880.6712 | 1077.5603 | 20%
2002 | Gravity Main |  | SPS 1099 Reticulation Sewer | 2002-06-30 | 2001-02 |  |  | 91.62% | 6.5159 | metres | 634.5945 | 4134.9608 | 757.6804 | 20%
2002 | Gravity Main |  | SPS 812 Reticulation Sewer | 2002-06-30 | 2001-02 |  |  | 91.62% | 14.7551 | metres | 1066.2476 | 15732.5639 | 2882.7977 | 20%
2002 | Gravity Main |  | Multiple SPS Overflow mains | 2002-06-30 | 2001-02 |  |  | 91.62% | 16.5155 | metres | 893.9085 | 14763.3159 | 2705.195 | 20%
2002 | Gravity Main |  | Coreen Ave Reticulation Sewer | 2002-06-30 | 2001-02 |  |  | 91.62% | 2.5 | metres | 565.3367 | 1413.3621 | 1294.9056 | 100%
2002 | Gravity Main |  | Coreen Ave Reticulation Sewer | 2002-06-30 | 2001-02 |  |  | 91.62% | 27.9997 | metres | 565.3367 | 15829.2572 | 14502.5779 | 100%
2003 | Gravity Main | CASE 24577WW | Cox Ave Reticulation Sewer | 2003-06-30 | 2002-03 |  |  | 91.62% | 47 | metres | 634.5945 | 29825.9402 | 5465.2346 | 20%
2003 | Gravity Main | CASE 24577WW | Cox Ave Reticulation Sewer | 2003-06-30 | 2002-03 |  |  | 91.62% | 85 | metres | 827.872 | 70369.1179 | 12894.2704 | 20%
2003 | Gravity Main | BMP 060-31 | SPS 824 Reticulation Sewer | 2003-06-30 | 2002-03 |  |  | 91.62% | 6.6894 | metres | 565.3367 | 3781.7816 | 692.9647 | 20%
2003 | Gravity Main |  | SPS 824 Reticulation Sewer | 2003-06-30 | 2002-03 |  |  | 91.62% | 5.1803 | metres | 565.3367 | 2928.6299 | 536.6352 | 20%
2003 | Gravity Main | PRO 100070671 | Mitchell's Pass Rd, Glenbrook - Grahame Street Reticulation Sewer | 2003-06-30 | 2002-03 |  |  | 91.62% | 41.3923 | metres | 1418.979 | 58734.7395 | 10762.4145 | 20%
2003 | Gravity Main | PRO 100070671 | Mitchell's Pass Rd, Glenbrook - Grahame Street Reticulation Sewer | 2003-06-30 | 2002-03 |  |  | 91.62% | 106.368 | metres | 1309.4551 | 139284.1604 | 25522.0995 | 20%
2003 | Gravity Main | PRO 100070671 | Mitchell's Pass Rd, Glenbrook - Grahame Street Reticulation Sewer | 2003-06-30 | 2002-03 |  |  | 91.62% | 28.0318 | metres | 881.0233 | 24696.6689 | 4525.3591 | 20%
2003 | Gravity Main | PRO 100070671 | Mitchell's Pass Rd, Glenbrook - Grahame Street Reticulation Sewer | 2003-06-30 | 2002-03 |  |  | 91.62% | 13 | metres | 881.0233 | 11453.3028 | 2098.6761 | 20%
2003 | Gravity Main | PRO 100070671 | Mitchell's Pass Rd, Glenbrook - Grahame Street Reticulation Sewer | 2003-06-30 | 2002-03 |  |  | 91.62% | 58 | metres | 808.5442 | 46895.5651 | 8593.0322 | 20%
2003 | Gravity Main |  | SPS 820 Reticulation Sewer | 2003-06-30 | 2002-03 |  |  | 91.62% | 16.3808 | metres | 827.872 | 13561.1911 | 2484.9205 | 20%
2003 | Gravity Main |  | SPS 820 Reticulation Sewer | 2003-06-30 | 2002-03 |  |  | 91.62% | 5.1569 | metres | 827.872 | 4269.2504 | 782.2873 | 20%
2003 | Gravity Main | PRO 100070673 | High St, Glenbrook Carrier Amplification | 2003-06-30 | 2002-03 |  |  | 91.62% | 10.7414 | metres | 2989.3587 | 32110.0421 | 5883.768 | 20%
2003 | Gravity Main | PRO 100070673 | High St, Glenbrook Carrier Amplification | 2003-06-30 | 2002-03 |  |  | 91.62% | 114 | metres | 2366.0388 | 269728.4208 | 49424.3968 | 20%
2003 | Gravity Main | PRO 100070673 | High St, Glenbrook Carrier Amplification | 2003-06-30 | 2002-03 |  |  | 91.62% | 5 | metres | 1916.6686 | 9583.3429 | 1756.029 | 20%
2003 | Gravity Main | PRO 100070673 | High St, Glenbrook Carrier Amplification | 2003-06-30 | 2002-03 |  |  | 91.62% | 130 | metres | 2071.2906 | 269267.7761 | 49339.9893 | 20%
2003 | Gravity Main | PRO 100070673 | High St, Glenbrook Carrier Amplification | 2003-06-30 | 2002-03 |  |  | 91.62% | 141 | metres | 1472.1303 | 207570.3755 | 38034.7038 | 20%
2003 | Gravity Main | PRO 100070673 | High St, Glenbrook Carrier Amplification | 2003-06-30 | 2002-03 |  |  | 91.62% | 3 | metres | 670.0287 | 2010.086 | 368.3234 | 20%
2004 | Gravity Main | PRO 10007502/1 | Borehole Amplification/Deviation to SPS817 | 2004-06-30 | 2003-04 |  |  | 91.62% | 107 | metres | 893.9085 | 95648.2048 | 8763.1752 | 10%
2004 | Gravity Main | PRO 10007502/1 | Borehole Amplification/Deviation to SPS817 | 2004-06-30 | 2003-04 |  |  | 91.62% | 3 | metres | 737.6758 | 2213.0274 | 202.755 | 10%
2004 | Gravity Main | PRO 10007502/1 | Borehole Amplification/Deviation to SPS817 | 2004-06-30 | 2003-04 |  |  | 91.62% | 14 | metres | 893.9085 | 12514.7184 | 1146.5837 | 10%
2004 | Gravity Main |  | SPS 819 Reticulation Sewer - transferring flow to SPS820 | 2004-06-30 | 2003-04 |  |  | 91.62% | 11.52 | metres | 634.5945 | 7310.5232 | 1339.563 | 20%
2004 | Gravity Main |  | SPS 819 Reticulation Sewer - transferring flow to SPS820 | 2004-06-30 | 2003-04 |  |  | 91.62% | 22.7913 | metres | 634.5945 | 14463.2537 | 2650.2123 | 20%
2004 | Gravity Main | PRO 10007313 | Reticulation Sewer associtated with SPS 802 Upgrade | 2004-06-30 | 2003-04 |  |  | 91.62% | 224.2352 | metres | 1418.979 | 318185.043 | 58303.4734 | 20%
2004 | Gravity Main | PRO 10007313 | Reticulation Sewer associtated with SPS 802 Upgrade | 2004-06-30 | 2003-04 |  |  | 91.62% | 3 | metres | 1066.2476 | 3198.7427 | 586.13 | 20%
2004 | Gravity Main | PRO 10007313 | Reticulation Sewer associtated with SPS 802 Upgrade | 2004-06-30 | 2003-04 |  |  | 91.62% | 51 | metres | 1066.2476 | 54378.6258 | 9964.2105 | 20%
2004 | Gravity Main | PRO 10007313 | SPS 802 Reticulation Sewer | 2004-06-30 | 2003-04 |  |  | 91.62% | 6.7653 | metres | 565.3367 | 3824.6983 | 700.8287 | 20%
2004 | Gravity Main | PRO 10007312 | Overflow Sewer associtated with SPS 801 Upgrade | 2004-06-30 | 2003-04 |  |  | 91.62% | 16 | metres | 881.0233 | 14096.3726 | 2582.9859 | 20%
2004 | Gravity Main | PRO 10007312 | Reticulation Sewer associtated with SPS 801 Upgrade | 2004-06-30 | 2003-04 |  |  | 91.62% | 3.4765 | metres | 1082.354 | 3762.8562 | 689.4969 | 20%
2004 | Gravity Main | PRO 10007312 | Reticulation Sewer associtated with SPS 801 Upgrade | 2004-06-30 | 2003-04 |  |  | 91.62% | 7 | metres | 893.9085 | 6257.3592 | 1146.5837 | 20%
2005 | Gravity Main | PRO 3003121 | SPS 805 Reticulation Sewer | 2005-06-30 | 2004-05 |  |  | 91.62% | 14.6119 | metres | 565.3367 | 8260.6349 | 1513.6592 | 20%
2005 | Gravity Main | PRO 3003121 | SPS 805 Reticulation Sewer | 2005-06-30 | 2004-05 |  |  | 91.62% | 10.0457 | metres | 926.1214 | 9303.5157 | 1704.7542 | 20%
2005 | Gravity Main | CASE80011WW | Section 73 | 2005-06-30 | 2004-05 |  |  | 91.62% | 4.9673 | metres | 737.6758 | 3664.23 | 3357.1241 | 100%
91.62%
38891 | Gravity Main | BMP061-47 | Unknown | 2006-06-23 | 2005-06 |  |  | 91.62% | 12.4897 | metres | 3336.402 | 41670.4983 | 38178.0169 | 100%
38946 | Gravity Main | EMUPLAINS82 | Unknown | 2006-08-17 | 2006-07 |  |  | 91.62% | 14.388 | metres | 3336.402 | 48003.9908 | 43980.6876 | 100%
40488 | Gravity Main | CASE120145WW | Section 73 | 2010-11-06 | 2010-11 |  |  | 91.62% | 149.9376 | metres | 4137.5668 | 620376.7482 | 516710.7655 | 90.91%
40488 | Gravity Main | CASE120145WW | Section 73 | 2010-11-06 | 2010-11 |  |  | 91.62% | 26.1818 | metres | 3336.402 | 87353.0688 | 72756.2262 | 90.91%
40488 | Gravity Main | CASE120145WW | Section 73 | 2010-11-06 | 2010-11 |  |  | 91.62% | 56.8191 | metres | 812.2293 | 46150.0961 | 38438.3386 | 90.91%
40488 | Gravity Main | CASE120145WW | Section 73 | 2010-11-06 | 2010-11 |  |  | 91.62% | 22.0979 | metres | 3336.402 | 73727.5274 | 61407.5354 | 90.91%
40488 | Gravity Main | CASE120145WW | Section 73 | 2010-11-06 | 2010-11 |  |  | 91.62% | 6.4104 | metres | 812.2293 | 5206.7203 | 4336.6687 | 90.91%
40488 | Gravity Main | CASE120145WW | Section 73 | 2010-11-06 | 2010-11 |  |  | 91.62% | 14.1611 | metres | 812.2293 | 11502.0975 | 9580.0779 | 90.91%
40488 | Gravity Main | CASE120145WW | Section 73 | 2010-11-06 | 2010-11 |  |  | 91.62% | 32.1829 | metres | 3336.402 | 107375.0423 | 89432.4948 | 90.91%
40488 | Gravity Main | CASE120145WW | Section 73 | 2010-11-06 | 2010-11 |  |  | 91.62% | 22.2071 | metres | 3336.402 | 74091.7744 | 61710.9161 | 90.91%
40488 | Gravity Main | CASE120145WW | Section 73 | 2010-11-06 | 2010-11 |  |  | 91.62% | 15.0286 | metres | 812.2293 | 12206.689 | 10166.931 | 90.91%
40488 | Gravity Main | CASE120145WW | Section 73 | 2010-11-06 | 2010-11 |  |  | 91.62% | 14.3059 | metres | 812.2293 | 11619.6655 | 9678.0001 | 90.91%
40488 | Gravity Main | CASE120145WW | Section 73 | 2010-11-06 | 2010-11 |  |  | 91.62% | 12.774 | metres | 812.2293 | 10375.4299 | 8641.6784 | 90.91%
40488 | Gravity Main | CASE120145WW | Section 73 | 2010-11-06 | 2010-11 |  |  | 91.62% | 51.2171 | metres | 4137.5668 | 211914.134 | 176502.931 | 90.91%
40488 | Gravity Main | CASE120145WW | Section 73 | 2010-11-06 | 2010-11 |  |  | 91.62% | 31.6461 | metres | 4137.5668 | 130937.912 | 109057.9699 | 90.91%
40488 | Gravity Main | CASE120145WW | Section 73 | 2010-11-06 | 2010-11 |  |  | 91.62% | 3.174 | metres | 812.2293 | 2578.0168 | 2147.226 | 90.91%
40488 | Gravity Main | CASE120145WW | Section 73 | 2010-11-06 | 2010-11 |  |  | 91.62% | 13.1466 | metres | 812.2293 | 10678.0388 | 8893.7208 | 90.91%
40488 | Gravity Main | CASE120145WW | Section 73 | 2010-11-06 | 2010-11 |  |  | 91.62% | 17.6961 | metres | 812.2293 | 14373.2916 | 11971.4908 | 90.91%
40488 | Gravity Main | CASE120145WW | Section 73 | 2010-11-06 | 2010-11 |  |  | 91.62% | 16.9874 | metres | 812.2293 | 13797.7017 | 11492.0829 | 90.91%
40488 | Gravity Main | CASE120145WW | Section 73 | 2010-11-06 | 2010-11 |  |  | 91.62% | 102.6076 | metres | 4137.5668 | 424545.9633 | 353603.6293 | 90.91%
40488 | Gravity Main | CASE120145WW | Section 73 | 2010-11-06 | 2010-11 |  |  | 91.62% | 15.2173 | metres | 812.2293 | 12359.9031 | 10294.5428 | 90.91%
40927 | Gravity Main | CASE122140WW | Unknown | 2012-01-19 | 2011-12 |  |  | 91.62% | 40.2282 | metres | 812.2293 | 32674.5039 | 569.0429 | 1.901%
40927 | Gravity Main | CASE122140WW | Unknown | 2012-01-19 | 2011-12 |  |  | 91.62% | 39.9713 | metres | 812.2293 | 32465.8785 | 565.4096 | 1.901%
40927 | Gravity Main | CASE122140WW | Unknown | 2012-01-19 | 2011-12 |  |  | 91.62% | 37.7111 | metres | 812.2293 | 30630.0262 | 533.4373 | 1.901%
40927 | Gravity Main | CASE122140WW | Unknown | 2012-01-19 | 2011-12 |  |  | 91.62% | 23.88 | metres | 812.2293 | 19396.0017 | 337.7911 | 1.901%
40927 | Gravity Main | CASE122140WW | Unknown | 2012-01-19 | 2011-12 |  |  | 91.62% | 22.5199 | metres | 812.2293 | 18291.3619 | 318.5533 | 1.901%
40927 | Gravity Main | CASE122140WW | Unknown | 2012-01-19 | 2011-12 |  |  | 91.62% | 23.3998 | metres | 812.2293 | 19006.0375 | 330.9997 | 1.901%
40927 | Gravity Main | CASE122140WW | Unknown | 2012-01-19 | 2011-12 |  |  | 91.62% | 25.286 | metres | 812.2293 | 20538.055 | 357.6806 | 1.901%
40927 | Gravity Main | CASE122140WW | Unknown | 2012-01-19 | 2011-12 |  |  | 91.62% | 20.8895 | metres | 812.2293 | 16967.0349 | 295.4894 | 1.901%
40927 | Gravity Main | CASE122140WW | Unknown | 2012-01-19 | 2011-12 |  |  | 91.62% | 15.3553 | metres | 812.2293 | 12472.0447 | 217.2069 | 1.901%
40927 | Gravity Main | CASE122140WW | Unknown | 2012-01-19 | 2011-12 |  |  | 91.62% | 15.1714 | metres | 812.2293 | 12322.6946 | 214.6059 | 1.901%
40927 | Gravity Main | CASE122140WW | Unknown | 2012-01-19 | 2011-12 |  |  | 91.62% | 17.8743 | metres | 3336.402 | 59635.9055 | 1038.5893 | 1.901%
40927 | Gravity Main | CASE122140WW | Unknown | 2012-01-19 | 2011-12 |  |  | 91.62% | 22.7744 | metres | 812.2293 | 18497.997 | 322.1519 | 1.901%
40927 | Gravity Main | CASE122140WW | Unknown | 2012-01-19 | 2011-12 |  |  | 91.62% | 19.6037 | metres | 812.2293 | 15922.7149 | 277.3021 | 1.901%
40927 | Gravity Main | CASE122140WW | Unknown | 2012-01-19 | 2011-12 |  |  | 91.62% | 27.053 | metres | 3336.402 | 90259.7334 | 1571.9186 | 1.901%
40927 | Gravity Main | CASE122140WW | Unknown | 2012-01-19 | 2011-12 |  |  | 91.62% | 19.3217 | metres | 812.2293 | 15693.6648 | 273.3131 | 1.901%
40927 | Gravity Main | CASE122140WW | Unknown | 2012-01-19 | 2011-12 |  |  | 91.62% | 6.0093 | metres | 812.2293 | 4880.9338 | 85.0039 | 1.901%
40927 | Gravity Main | CASE122140WW | Unknown | 2012-01-19 | 2011-12 |  |  | 91.62% | 16.6117 | metres | 812.2293 | 13492.508 | 234.9788 | 1.901%
40927 | Gravity Main | CASE122140WW | Unknown | 2012-01-19 | 2011-12 |  |  | 91.62% | 29.6783 | metres | 812.2293 | 24105.6062 | 419.8113 | 1.901%
40927 | Gravity Main | CASE122140WW | Unknown | 2012-01-19 | 2011-12 |  |  | 91.62% | 28.16 | metres | 812.2293 | 22872.3988 | 398.3343 | 1.901%
40927 | Gravity Main | CASE122140WW | Unknown | 2012-01-19 | 2011-12 |  |  | 91.62% | 34.2771 | metres | 3336.402 | 114362.2755 | 1991.6765 | 1.901%
40927 | Gravity Main | CASE122140WW | Unknown | 2012-01-19 | 2011-12 |  |  | 91.62% | 33.3771 | metres | 812.2293 | 27109.8693 | 472.132 | 1.901%
40927 | Gravity Main | CASE122140WW | Unknown | 2012-01-19 | 2011-12 |  |  | 91.62% | 4.381 | metres | 812.2293 | 3558.409 | 61.9715 | 1.901%
40927 | Gravity Main | CASE122140WW | Unknown | 2012-01-19 | 2011-12 |  |  | 91.62% | 14.3105 | metres | 812.2293 | 11623.4051 | 202.4274 | 1.901%
40927 | Gravity Main | CASE122140WW | Unknown | 2012-01-19 | 2011-12 |  |  | 91.62% | 20.311 | metres | 812.2293 | 16497.152 | 287.3062 | 1.901%
40927 | Gravity Main | CASE122140WW | Unknown | 2012-01-19 | 2011-12 |  |  | 91.62% | 14.4954 | metres | 812.2293 | 11773.5786 | 205.0428 | 1.901%
40927 | Gravity Main | CASE122140WW | Unknown | 2012-01-19 | 2011-12 |  |  | 91.62% | 54.1181 | metres | 3875.3912 | 209728.9714 | 3652.5355 | 1.901%
40927 | Gravity Main | CASE122140WW | Unknown | 2012-01-19 | 2011-12 |  |  | 91.62% | 55.8181 | metres | 3875.3912 | 216317.0125 | 3767.2695 | 1.901%
40927 | Gravity Main | CASE122140WW | Unknown | 2012-01-19 | 2011-12 |  |  | 91.62% | 27.7423 | metres | 3592.3639 | 99660.2887 | 1735.634 | 1.901%
40927 | Gravity Main | CASE122140WW | Unknown | 2012-01-19 | 2011-12 |  |  | 91.62% | 45.0499 | metres | 3592.3639 | 161835.7456 | 2818.4509 | 1.901%
40927 | Gravity Main | CASE122140WW | Unknown | 2012-01-19 | 2011-12 |  |  | 91.62% | 55.6596 | metres | 1162.6195 | 64710.9502 | 1126.9737 | 1.901%
40927 | Gravity Main | CASE122140WW | Unknown | 2012-01-19 | 2011-12 |  |  | 91.62% | 38.5657 | metres | 812.2293 | 31324.1568 | 545.5259 | 1.901%
40927 | Gravity Main | CASE122140WW | Unknown | 2012-01-19 | 2011-12 |  |  | 91.62% | 15.9521 | metres | 812.2293 | 12956.7276 | 225.6479 | 1.901%
40927 | Gravity Main | CASE122140WW | Unknown | 2012-01-19 | 2011-12 |  |  | 91.62% | 12.5013 | metres | 812.2293 | 10153.8965 | 176.8352 | 1.901%
40927 | Gravity Main | CASE122140WW | Unknown | 2012-01-19 | 2011-12 |  |  | 91.62% | 5.4589 | metres | 812.2293 | 4433.8961 | 77.2185 | 1.901%
40927 | Gravity Main | CASE122140WW | Unknown | 2012-01-19 | 2011-12 |  |  | 91.62% | 24.1727 | metres | 812.2293 | 19633.7859 | 341.9323 | 1.901%
40927 | Gravity Main | CASE122140WW | Unknown | 2012-01-19 | 2011-12 |  |  | 91.62% | 32.1426 | metres | 812.2293 | 26107.1831 | 454.6697 | 1.901%
40927 | Gravity Main | CASE122140WW | Unknown | 2012-01-19 | 2011-12 |  |  | 91.62% | 15.3389 | metres | 812.2293 | 12458.6765 | 216.9741 | 1.901%
40927 | Gravity Main | CASE122140WW | Unknown | 2012-01-19 | 2011-12 |  |  | 91.62% | 28.0047 | metres | 3336.402 | 93435.0634 | 1627.2186 | 1.901%
40927 | Gravity Main | CASE122140WW | Unknown | 2012-01-19 | 2011-12 |  |  | 91.62% | 14.5887 | metres | 812.2293 | 11849.3374 | 206.3622 | 1.901%
40927 | Gravity Main | CASE122140WW | Unknown | 2012-01-19 | 2011-12 |  |  | 91.62% | 15.3252 | metres | 812.2293 | 12447.555 | 216.7804 | 1.901%
40927 | Gravity Main | CASE122140WW | Unknown | 2012-01-19 | 2011-12 |  |  | 91.62% | 21.2785 | metres | 3336.402 | 70993.5474 | 1236.3883 | 1.901%
40927 | Gravity Main | CASE122140WW | Unknown | 2012-01-19 | 2011-12 |  |  | 91.62% | 3.3158 | metres | 812.2293 | 2693.1755 | 46.903 | 1.901%
40927 | Gravity Main | CASE122140WW | Unknown | 2012-01-19 | 2011-12 |  |  | 91.62% | 26.4068 | metres | 950.8722 | 25109.4814 | 437.2942 | 1.901%
40927 | Gravity Main | CASE122140WW | Unknown | 2012-01-19 | 2011-12 |  |  | 91.62% | 13.6211 | metres | 950.8722 | 12951.8977 | 225.5638 | 1.901%
40927 | Gravity Main | CASE122140WW | Unknown | 2012-01-19 | 2011-12 |  |  | 91.62% | 28.7335 | metres | 3336.402 | 95866.6335 | 1669.5656 | 1.901%
40949 | Gravity Main | CASE124914WW | Section 73 | 2012-02-10 | 2011-12 |  |  | 91.62% | 6.1931 | metres | 812.2293 | 5030.2309 | 4579.6318 | 99.37%
40949 | Gravity Main | CASE124914WW | Section 73 | 2012-02-10 | 2011-12 |  |  | 91.62% | 52.3553 | metres | 812.2293 | 42524.4803 | 38715.2137 | 99.37%
40949 | Gravity Main | CASE124914WW | Section 73 | 2012-02-10 | 2011-12 |  |  | 91.62% | 69.6608 | metres | 812.2293 | 56580.5026 | 51512.1228 | 99.37%
40949 | Gravity Main | CASE124914WW | Section 73 | 2012-02-10 | 2011-12 |  |  | 91.62% | 10.9279 | metres | 812.2293 | 8875.9994 | 8080.9033 | 99.37%
40949 | Gravity Main | CASE124914WW | Section 73 | 2012-02-10 | 2011-12 |  |  | 91.62% | 5.6849 | metres | 812.2293 | 4617.4652 | 4203.8409 | 99.37%
41095 | Gravity Main | CASE124410WW | Section 73 | 2012-07-05 | 2012-13 |  |  | 91.62% | 2.6995 | metres | 812.2293 | 2192.5981 | 545.0618 | 27.13%
41095 | Gravity Main | CASE124410WW | Section 73 | 2012-07-05 | 2012-13 |  |  | 91.62% | 80.6734 | metres | 812.2293 | 65525.2717 | 16289.041 | 27.13%
41095 | Gravity Main | CASE124410WW | Section 73 | 2012-07-05 | 2012-13 |  |  | 91.62% | 35.5175 | metres | 812.2293 | 28848.3776 | 7171.4682 | 27.13%
41095 | Gravity Main | CASE124410WW | Section 73 | 2012-07-05 | 2012-13 |  |  | 91.62% | 44.6732 | metres | 812.2293 | 36284.8977 | 9020.1257 | 27.13%
41095 | Gravity Main | CASE124410WW | Section 73 | 2012-07-05 | 2012-13 |  |  | 91.62% | 11.1472 | metres | 812.2293 | 9054.1193 | 2250.7792 | 27.13%
41095 | Gravity Main | CASE124410WW | Section 73 | 2012-07-05 | 2012-13 |  |  | 91.62% | 32.5675 | metres | 3592.3639 | 116994.2229 | 29083.7968 | 27.13%
41095 | Gravity Main | CASE124410WW | Section 73 | 2012-07-05 | 2012-13 |  |  | 91.62% | 35.3288 | metres | 3336.402 | 117871.2391 | 29301.8158 | 27.13%
41095 | Gravity Main | CASE124410WW | Section 73 | 2012-07-05 | 2012-13 |  |  | 91.62% | 7.4837 | metres | 812.2293 | 6078.4428 | 1511.0506 | 27.13%
41095 | Gravity Main | CASE124410WW | Section 73 | 2012-07-05 | 2012-13 |  |  | 91.62% | 26.5744 | metres | 3336.402 | 88662.8375 | 22040.8486 | 27.13%
41095 | Gravity Main | CASE124410WW | Section 73 | 2012-07-05 | 2012-13 |  |  | 91.62% | 29.326 | metres | 812.2293 | 23819.3989 | 5921.3057 | 27.13%
41095 | Gravity Main | CASE124410WW | Section 73 | 2012-07-05 | 2012-13 |  |  | 91.62% | 11.3087 | metres | 3592.3639 | 40625.0059 | 10099.0407 | 27.13%
41095 | Gravity Main | CASE124410WW | Section 73 | 2012-07-05 | 2012-13 |  |  | 91.62% | 11.0732 | metres | 950.8722 | 10529.1725 | 2617.4653 | 27.13%
41095 | Gravity Main | CASE124410WW | Section 73 | 2012-07-05 | 2012-13 |  |  | 91.62% | 40.5676 | metres | 950.8722 | 38574.5591 | 9589.3166 | 27.13%
41095 | Gravity Main | CASE124410WW | Section 73 | 2012-07-05 | 2012-13 |  |  | 91.62% | 12.7822 | metres | 950.8722 | 12154.2701 | 3021.4511 | 27.13%
41095 | Gravity Main | CASE124410WW | Section 73 | 2012-07-05 | 2012-13 |  |  | 91.62% | 11.8118 | metres | 950.8722 | 11231.4812 | 2792.0534 | 27.13%
41162 | Gravity Main | CASE123794WW | Section 73 | 2012-09-10 | 2012-13 |  |  | 91.62% | 74.5349 | metres | 812.2293 | 60539.4109 | 5001.2309 | 9.017%
41162 | Gravity Main | CASE123794WW | Section 73 | 2012-09-10 | 2012-13 |  |  | 91.62% | 46.5306 | metres | 812.2293 | 37793.5264 | 3122.167 | 9.017%
41162 | Gravity Main | CASE123794WW | Section 73 | 2012-09-10 | 2012-13 |  |  | 91.62% | 99.6845 | metres | 812.2293 | 80966.6315 | 6688.7473 | 9.017%
41162 | Gravity Main | CASE123794WW | Section 73 | 2012-09-10 | 2012-13 |  |  | 91.62% | 37.8741 | metres | 812.2293 | 30762.4525 | 2541.3219 | 9.017%
41162 | Gravity Main | CASE123794WW | Section 73 | 2012-09-10 | 2012-13 |  |  | 91.62% | 70.2461 | metres | 812.2293 | 57055.9157 | 4713.4553 | 9.017%
41162 | Gravity Main | CASE123794WW | Section 73 | 2012-09-10 | 2012-13 |  |  | 91.62% | 24.0848 | metres | 3336.402 | 80356.7032 | 6638.3604 | 9.017%
41162 | Gravity Main | CASE123794WW | Section 73 | 2012-09-10 | 2012-13 |  |  | 91.62% | 28.8711 | metres | 3336.402 | 96325.6523 | 7957.5738 | 9.017%
41162 | Gravity Main | CASE123794WW | Section 73 | 2012-09-10 | 2012-13 |  |  | 91.62% | 59.1126 | metres | 812.2293 | 48012.9658 | 3966.4068 | 9.017%
41162 | Gravity Main | CASE123794WW | Section 73 | 2012-09-10 | 2012-13 |  |  | 91.62% | 16.9272 | metres | 3336.402 | 56475.8349 | 4665.5342 | 9.017%
41162 | Gravity Main | CASE123794WW | Section 73 | 2012-09-10 | 2012-13 |  |  | 91.62% | 12.4025 | metres | 812.2293 | 10073.668 | 832.1974 | 9.017%
41162 | Gravity Main | CASE123794WW | Section 73 | 2012-09-10 | 2012-13 |  |  | 91.62% | 26.251 | metres | 3336.402 | 87584.0343 | 7235.4186 | 9.017%
41162 | Gravity Main | CASE123794WW | Section 73 | 2012-09-10 | 2012-13 |  |  | 91.62% | 81.7547 | metres | 812.2293 | 66403.5641 | 5485.6754 | 9.017%
41162 | Gravity Main | CASE123794WW | Section 73 | 2012-09-10 | 2012-13 |  |  | 91.62% | 24.6624 | metres | 950.8722 | 23450.8004 | 1937.2978 | 9.017%
41162 | Gravity Main | CASE123794WW | Section 73 | 2012-09-10 | 2012-13 |  |  | 91.62% | 4.1127 | metres | 950.8722 | 3910.69 | 323.0666 | 9.017%
41162 | Gravity Main | CASE123794WW | Section 73 | 2012-09-10 | 2012-13 |  |  | 91.62% | 24.3868 | metres | 812.2293 | 19807.6836 | 1636.3357 | 9.017%
41162 | Gravity Main | CASE123794WW | Section 73 | 2012-09-10 | 2012-13 |  |  | 91.62% | 17.8827 | metres | 3592.3639 | 64241.0026 | 5307.0237 | 9.017%
41162 | Gravity Main | CASE123794WW | Section 73 | 2012-09-10 | 2012-13 |  |  | 91.62% | 5.633 | metres | 950.8722 | 5356.2894 | 442.4893 | 9.017%
41162 | Gravity Main | CASE123794WW | Section 73 | 2012-09-10 | 2012-13 |  |  | 91.62% | 19.3265 | metres | 812.2293 | 15697.5715 | 1296.7946 | 9.017%
41162 | Gravity Main | CASE123794WW | Section 73 | 2012-09-10 | 2012-13 |  |  | 91.62% | 52.2443 | metres | 950.8722 | 49677.6168 | 4103.9255 | 9.017%
41162 | Gravity Main | CASE123794WW | Section 73 | 2012-09-10 | 2012-13 |  |  | 91.62% | 30.5513 | metres | 812.2293 | 24814.6511 | 2049.9671 | 9.017%
41162 | Gravity Main | CASE123794WW | Section 73 | 2012-09-10 | 2012-13 |  |  | 91.62% | 6.0572 | metres | 950.8722 | 5759.5929 | 475.8066 | 9.017%
41166 | Gravity Main | CASE127949WW | Section 73 | 2012-09-14 | 2012-13 |  |  | 91.62% | 59.038 | metres | 3592.3639 | 212086.1361 | 55045.5539 | 28.33%
41183 | Gravity Main | CASE123792WW | Section 73 | 2012-10-01 | 2012-13 |  |  | 91.62% | 30.587 | metres | 3336.402 | 102050.5105 | 33841.0043 | 36.19%
41183 | Gravity Main | CASE123792WW | Section 73 | 2012-10-01 | 2012-13 |  |  | 91.62% | 29.0113 | metres | 3336.402 | 96793.2576 | 32097.6449 | 36.19%
41183 | Gravity Main | CASE123792WW | Section 73 | 2012-10-01 | 2012-13 |  |  | 91.62% | 27.5427 | metres | 3336.402 | 91893.4395 | 30472.8145 | 36.19%
41183 | Gravity Main | CASE123792WW | Section 73 | 2012-10-01 | 2012-13 |  |  | 91.62% | 46.9466 | metres | 3875.3912 | 181936.6105 | 60332.0609 | 36.19%
41183 | Gravity Main | CASE123792WW | Section 73 | 2012-10-01 | 2012-13 |  |  | 91.62% | 24.2004 | metres | 812.2293 | 19656.2448 | 6518.214 | 36.19%
41183 | Gravity Main | CASE123792WW | Section 73 | 2012-10-01 | 2012-13 |  |  | 91.62% | 8.0068 | metres | 1162.6195 | 9308.903 | 3086.9285 | 36.19%
41183 | Gravity Main | CASE123792WW | Section 73 | 2012-10-01 | 2012-13 |  |  | 91.62% | 21.3099 | metres | 3875.3912 | 82584.2356 | 27385.7863 | 36.19%
41183 | Gravity Main | CASE123792WW | Section 73 | 2012-10-01 | 2012-13 |  |  | 91.62% | 24.7386 | metres | 812.2293 | 20093.3857 | 6663.1744 | 36.19%
41183 | Gravity Main | CASE123792WW | Section 73 | 2012-10-01 | 2012-13 |  |  | 91.62% | 49.401 | metres | 3875.3912 | 191448.1226 | 63486.1767 | 36.19%
41183 | Gravity Main | CASE123792WW | Section 73 | 2012-10-01 | 2012-13 |  |  | 91.62% | 77.2711 | metres | 812.2293 | 62761.8598 | 20812.4815 | 36.19%
41183 | Gravity Main | CASE123792WW | Section 73 | 2012-10-01 | 2012-13 |  |  | 91.62% | 77.8407 | metres | 812.2293 | 63224.4737 | 20965.8891 | 36.19%
41183 | Gravity Main | CASE123792WW | Section 73 | 2012-10-01 | 2012-13 |  |  | 91.62% | 40.2754 | metres | 3336.402 | 134374.9849 | 44560.1342 | 36.19%
41183 | Gravity Main | CASE123792WW | Section 73 | 2012-10-01 | 2012-13 |  |  | 91.62% | 64.5514 | metres | 812.2293 | 52430.5389 | 17386.5087 | 36.19%
41183 | Gravity Main | CASE123792WW | Section 73 | 2012-10-01 | 2012-13 |  |  | 91.62% | 63.2666 | metres | 812.2293 | 51386.9971 | 17040.4595 | 36.19%
41183 | Gravity Main | CASE123792WW | Section 73 | 2012-10-01 | 2012-13 |  |  | 91.62% | 54.1354 | metres | 812.2293 | 43970.363 | 14581.027 | 36.19%
41183 | Gravity Main | CASE123792WW | Section 73 | 2012-10-01 | 2012-13 |  |  | 91.62% | 17.9504 | metres | 3336.402 | 59889.6497 | 19860.027 | 36.19%
41183 | Gravity Main | CASE123792WW | Section 73 | 2012-10-01 | 2012-13 |  |  | 91.62% | 17.5872 | metres | 3336.402 | 58677.8116 | 19458.1689 | 36.19%
41183 | Gravity Main | CASE123792WW | Section 73 | 2012-10-01 | 2012-13 |  |  | 91.62% | 6.9672 | metres | 812.2293 | 5658.9654 | 1876.5714 | 36.19%
41183 | Gravity Main | CASE123792WW | Section 73 | 2012-10-01 | 2012-13 |  |  | 91.62% | 7.357 | metres | 812.2293 | 5975.6111 | 1981.5744 | 36.19%
41183 | Gravity Main | CASE123792WW | Section 73 | 2012-10-01 | 2012-13 |  |  | 91.62% | 9.4987 | metres | 812.2293 | 7715.1059 | 2558.4089 | 36.19%
41183 | Gravity Main | CASE123792WW | Section 73 | 2012-10-01 | 2012-13 |  |  | 91.62% | 9.328 | metres | 812.2293 | 7576.5138 | 2512.4503 | 36.19%
41183 | Gravity Main | CASE123792WW | Section 73 | 2012-10-01 | 2012-13 |  |  | 91.62% | 43.3178 | metres | 1162.6195 | 50362.1349 | 16700.6046 | 36.19%
41183 | Gravity Main | CASE123792WW | Section 73 | 2012-10-01 | 2012-13 |  |  | 91.62% | 46.6578 | metres | 3592.3639 | 167611.9539 | 55581.8567 | 36.19%
41183 | Gravity Main | CASE123792WW | Section 73 | 2012-10-01 | 2012-13 |  |  | 91.62% | 80.0828 | metres | 1162.6195 | 93105.7912 | 30874.8429 | 36.19%
41183 | Gravity Main | CASE123792WW | Section 73 | 2012-10-01 | 2012-13 |  |  | 91.62% | 36.2883 | metres | 3875.3912 | 140631.1778 | 46634.7524 | 36.19%
41183 | Gravity Main | CASE123792WW | Section 73 | 2012-10-01 | 2012-13 |  |  | 91.62% | 78.5767 | metres | 3875.3912 | 304515.3713 | 100980.4452 | 36.19%
41183 | Gravity Main | CASE123792WW | Section 73 | 2012-10-01 | 2012-13 |  |  | 91.62% | 33.048 | metres | 3592.3639 | 118720.5455 | 39368.9602 | 36.19%
41183 | Gravity Main | CASE123792WW | Section 73 | 2012-10-01 | 2012-13 |  |  | 91.62% | 5.2452 | metres | 950.8722 | 4987.5023 | 1653.9073 | 36.19%
41183 | Gravity Main | CASE123792WW | Section 73 | 2012-10-01 | 2012-13 |  |  | 91.62% | 87.4987 | metres | 3336.402 | 291930.8899 | 96807.3011 | 36.19%
41183 | Gravity Main | CASE123792WW | Section 73 | 2012-10-01 | 2012-13 |  |  | 91.62% | 25.61 | metres | 3592.3639 | 92000.4394 | 30508.2968 | 36.19%
41183 | Gravity Main | CASE123792WW | Section 73 | 2012-10-01 | 2012-13 |  |  | 91.62% | 3.9112 | metres | 950.8722 | 3719.0566 | 1233.2776 | 36.19%
41183 | Gravity Main | CASE123792WW | Section 73 | 2012-10-01 | 2012-13 |  |  | 91.62% | 27.1411 | metres | 950.8722 | 25807.6749 | 8558.0918 | 36.19%
41439 | Gravity Main | CASE128750WW | Section 73 | 2013-06-14 | 2012-13 |  |  | 91.62% | 26.6003 | metres | 1162.6195 | 30926.0653 | 2953.2185 | 10.42%
41439 | Gravity Main | CASE128750WW | Section 73 | 2013-06-14 | 2012-13 |  |  | 91.62% | 22.5149 | metres | 1162.6195 | 26176.2899 | 2499.6489 | 10.42%
41439 | Gravity Main | CASE128750WW | Section 73 | 2013-06-14 | 2012-13 |  |  | 91.62% | 24.5514 | metres | 1162.6195 | 28543.9931 | 2725.7476 | 10.42%
41439 | Gravity Main | CASE128750WW | Section 73 | 2013-06-14 | 2012-13 |  |  | 91.62% | 28.3886 | metres | 3875.3912 | 110016.7886 | 10505.8182 | 10.42%
41439 | Gravity Main | CASE128750WW | Section 73 | 2013-06-14 | 2012-13 |  |  | 91.62% | 49.1031 | metres | 1162.6195 | 57088.2224 | 5451.5178 | 10.42%
41439 | Gravity Main | CASE128750WW | Section 73 | 2013-06-14 | 2012-13 |  |  | 91.62% | 123.9902 | metres | 812.2293 | 100708.4669 | 9616.9399 | 10.42%
41439 | Gravity Main | CASE128750WW | Section 73 | 2013-06-14 | 2012-13 |  |  | 91.62% | 89.864 | metres | 812.2293 | 72990.1537 | 6970.0388 | 10.42%
41439 | Gravity Main | CASE128750WW | Section 73 | 2013-06-14 | 2012-13 |  |  | 91.62% | 99.8665 | metres | 812.2293 | 81114.5308 | 7745.8588 | 10.42%
41439 | Gravity Main | CASE128750WW | Section 73 | 2013-06-14 | 2012-13 |  |  | 91.62% | 30.468 | metres | 812.2293 | 24746.9786 | 2363.1598 | 10.42%
41439 | Gravity Main | CASE128750WW | Section 73 | 2013-06-14 | 2012-13 |  |  | 91.62% | 21.2575 | metres | 3875.3912 | 82381.2848 | 7866.8248 | 10.42%
41439 | Gravity Main | CASE128750WW | Section 73 | 2013-06-14 | 2012-13 |  |  | 91.62% | 34.897 | metres | 3336.402 | 116430.2957 | 11118.2623 | 10.42%
41439 | Gravity Main | CASE128750WW | Section 73 | 2013-06-14 | 2012-13 |  |  | 91.62% | 4.8244 | metres | 1162.6195 | 5608.8978 | 535.6097 | 10.42%
41439 | Gravity Main | CASE128750WW | Section 73 | 2013-06-14 | 2012-13 |  |  | 91.62% | 21.6377 | metres | 812.2293 | 17574.8085 | 1678.2688 | 10.42%
41439 | Gravity Main | CASE128750WW | Section 73 | 2013-06-14 | 2012-13 |  |  | 91.62% | 12.9817 | metres | 812.2293 | 10544.136 | 1006.8897 | 10.42%
41439 | Gravity Main | CASE128750WW | Section 73 | 2013-06-14 | 2012-13 |  |  | 91.62% | 9.1363 | metres | 812.2293 | 7420.7353 | 708.6273 | 10.42%
41439 | Gravity Main | CASE128750WW | Section 73 | 2013-06-14 | 2012-13 |  |  | 91.62% | 12.3515 | metres | 812.2293 | 10032.268 | 958.01 | 10.42%
41439 | Gravity Main | CASE128750WW | Section 73 | 2013-06-14 | 2012-13 |  |  | 91.62% | 5.431 | metres | 1162.6195 | 6314.2047 | 602.9615 | 10.42%
41439 | Gravity Main | CASE128750WW | Section 73 | 2013-06-14 | 2012-13 |  |  | 91.62% | 30.8144 | metres | 812.2293 | 25028.3682 | 2390.0305 | 10.42%
41439 | Gravity Main | CASE128750WW | Section 73 | 2013-06-14 | 2012-13 |  |  | 91.62% | 21.7378 | metres | 3336.402 | 72525.9488 | 6925.7105 | 10.42%
41439 | Gravity Main | CASE128750WW | Section 73 | 2013-06-14 | 2012-13 |  |  | 91.62% | 24.8063 | metres | 812.2293 | 20148.3884 | 1924.0273 | 10.42%
41439 | Gravity Main | CASE128750WW | Section 73 | 2013-06-14 | 2012-13 |  |  | 91.62% | 8.1186 | metres | 812.2293 | 6594.1491 | 629.6942 | 10.42%
41439 | Gravity Main | CASE128750WW | Section 73 | 2013-06-14 | 2012-13 |  |  | 91.62% | 35.5925 | metres | 812.2293 | 28909.2468 | 2760.6268 | 10.42%
41439 | Gravity Main | CASE128750WW | Section 73 | 2013-06-14 | 2012-13 |  |  | 91.62% | 6.4443 | metres | 812.2293 | 5234.224 | 499.831 | 10.42%
41487 | Gravity Main | CASE128752WW | Section 73 | 2013-08-01 | 2013-14 |  |  | 91.62% | 24.3981 | metres | 3875.3912 | 94552.2237 | 8856.8087 | 10.22%
41487 | Gravity Main | CASE128752WW | Section 73 | 2013-08-01 | 2013-14 |  |  | 91.62% | 50.6182 | metres | 1162.6195 | 58849.6995 | 5512.5147 | 10.22%
41487 | Gravity Main | CASE128752WW | Section 73 | 2013-08-01 | 2013-14 |  |  | 91.62% | 27.8961 | metres | 3336.402 | 93072.7134 | 8718.2213 | 10.22%
41487 | Gravity Main | CASE128752WW | Section 73 | 2013-08-01 | 2013-14 |  |  | 91.62% | 18.3933 | metres | 3875.3912 | 71281.332 | 6676.9992 | 10.22%
41487 | Gravity Main | CASE128752WW | Section 73 | 2013-08-01 | 2013-14 |  |  | 91.62% | 5.4436 | metres | 1162.6195 | 6328.7997 | 592.8255 | 10.22%
41487 | Gravity Main | CASE128752WW | Section 73 | 2013-08-01 | 2013-14 |  |  | 91.62% | 2.7178 | metres | 1162.6195 | 3159.7359 | 295.9759 | 10.22%
41487 | Gravity Main | CASE128752WW | Section 73 | 2013-08-01 | 2013-14 |  |  | 91.62% | 21.9901 | metres | 812.2293 | 17861.0136 | 1673.0604 | 10.22%
41487 | Gravity Main | CASE128752WW | Section 73 | 2013-08-01 | 2013-14 |  |  | 91.62% | 5.4955 | metres | 3336.402 | 18335.2676 | 1717.4843 | 10.22%
41487 | Gravity Main | CASE128752WW | Section 73 | 2013-08-01 | 2013-14 |  |  | 91.62% | 26.2275 | metres | 1162.6195 | 30492.6503 | 2856.2794 | 10.22%
41487 | Gravity Main | CASE128752WW | Section 73 | 2013-08-01 | 2013-14 |  |  | 91.62% | 100.2651 | metres | 812.2293 | 81438.2116 | 7628.405 | 10.22%
41487 | Gravity Main | CASE128752WW | Section 73 | 2013-08-01 | 2013-14 |  |  | 91.62% | 20.0643 | metres | 812.2293 | 16296.8223 | 1526.5409 | 10.22%
41487 | Gravity Main | CASE128752WW | Section 73 | 2013-08-01 | 2013-14 |  |  | 91.62% | 11.4485 | metres | 812.2293 | 9298.8115 | 871.0297 | 10.22%
41487 | Gravity Main | CASE128752WW | Section 73 | 2013-08-01 | 2013-14 |  |  | 91.62% | 31.4948 | metres | 812.2293 | 25581.029 | 2396.2025 | 10.22%
41487 | Gravity Main | CASE128752WW | Section 73 | 2013-08-01 | 2013-14 |  |  | 91.62% | 3.4971 | metres | 812.2293 | 2840.4443 | 266.0675 | 10.22%
41487 | Gravity Main | CASE128752WW | Section 73 | 2013-08-01 | 2013-14 |  |  | 91.62% | 14.695 | metres | 812.2293 | 11935.6946 | 1118.0294 | 10.22%
41487 | Gravity Main | CASE128752WW | Section 73 | 2013-08-01 | 2013-14 |  |  | 91.62% | 16.9877 | metres | 812.2293 | 13797.8935 | 1292.4635 | 10.22%
41487 | Gravity Main | CASE128752WW | Section 73 | 2013-08-01 | 2013-14 |  |  | 91.62% | 7.5555 | metres | 812.2293 | 6136.82 | 574.8425 | 10.22%
41487 | Gravity Main | CASE128752WW | Section 73 | 2013-08-01 | 2013-14 |  |  | 91.62% | 2.7407 | metres | 3336.402 | 9144.0656 | 856.5345 | 10.22%
41487 | Gravity Main | CASE128752WW | Section 73 | 2013-08-01 | 2013-14 |  |  | 91.62% | 25.3987 | metres | 812.2293 | 20629.5436 | 1932.3916 | 10.22%
41563 | Gravity Main | CASE128753WW | Section 73 | 2013-10-16 | 2013-14 |  |  | 91.62% | 112.3145 | metres | 812.2293 | 91225.0871 | 2462.7903 | 2.947%
41563 | Gravity Main | CASE128753WW | Section 73 | 2013-10-16 | 2013-14 |  |  | 91.62% | 29.1097 | metres | 1162.6195 | 33843.5583 | 913.6696 | 2.947%
41563 | Gravity Main | CASE128753WW | Section 73 | 2013-10-16 | 2013-14 |  |  | 91.62% | 8.6207 | metres | 812.2293 | 7002.0184 | 189.0325 | 2.947%
41563 | Gravity Main | CASE128753WW | Section 73 | 2013-10-16 | 2013-14 |  |  | 91.62% | 11.975 | metres | 812.2293 | 9726.4514 | 262.5836 | 2.947%
41563 | Gravity Main | CASE128753WW | Section 73 | 2013-10-16 | 2013-14 |  |  | 91.62% | 32.5626 | metres | 812.2293 | 26448.2918 | 714.0207 | 2.947%
41563 | Gravity Main | CASE128753WW | Section 73 | 2013-10-16 | 2013-14 |  |  | 91.62% | 26.7722 | metres | 812.2293 | 21745.1721 | 587.0512 | 2.947%
41563 | Gravity Main | CASE128753WW | Section 73 | 2013-10-16 | 2013-14 |  |  | 91.62% | 16.8139 | metres | 3336.402 | 56097.8078 | 1514.4643 | 2.947%
41563 | Gravity Main | CASE128753WW | Section 73 | 2013-10-16 | 2013-14 |  |  | 91.62% | 7.6516 | metres | 812.2293 | 6214.8285 | 167.7808 | 2.947%
41563 | Gravity Main | CASE128753WW | Section 73 | 2013-10-16 | 2013-14 |  |  | 91.62% | 17.7142 | metres | 3336.402 | 59101.8519 | 1595.564 | 2.947%
41563 | Gravity Main | CASE128753WW | Section 73 | 2013-10-16 | 2013-14 |  |  | 91.62% | 7.4539 | metres | 812.2293 | 6054.311 | 163.4473 | 2.947%
41563 | Gravity Main | CASE128753WW | Section 73 | 2013-10-16 | 2013-14 |  |  | 91.62% | 17.5539 | metres | 812.2293 | 14257.8202 | 384.9163 | 2.947%
41563 | Gravity Main | CASE128753WW | Section 73 | 2013-10-16 | 2013-14 |  |  | 91.62% | 43.8111 | metres | 812.2293 | 35584.6705 | 960.6741 | 2.947%
41563 | Gravity Main | CASE128753WW | Section 73 | 2013-10-16 | 2013-14 |  |  | 91.62% | 9.4831 | metres | 812.2293 | 7702.4248 | 207.9412 | 2.947%
41604 | Gravity Main | CASE134101WW | Section 73 | 2013-11-26 | 2013-14 |  |  | 91.62% | 29.2428 | metres | 950.8722 | 27806.2013 | 2634.8159 | 10.34%
41604 | Gravity Main | CASE134101WW | Section 73 | 2013-11-26 | 2013-14 |  |  | 91.62% | 49.4507 | metres | 812.2293 | 40165.295 | 3805.9193 | 10.34%
41604 | Gravity Main | CASE134101WW | Section 73 | 2013-11-26 | 2013-14 |  |  | 91.62% | 18.7836 | metres | 3592.3639 | 67477.6639 | 6393.9414 | 10.34%
41604 | Gravity Main | CASE134101WW | Section 73 | 2013-11-26 | 2013-14 |  |  | 91.62% | 6.5214 | metres | 950.8722 | 6201.0209 | 587.5865 | 10.34%
41604 | Gravity Main | CASE134101WW | Section 73 | 2013-11-26 | 2013-14 |  |  | 91.62% | 55.1291 | metres | 812.2293 | 44777.4746 | 4242.9529 | 10.34%
41604 | Gravity Main | CASE134101WW | Section 73 | 2013-11-26 | 2013-14 |  |  | 91.62% | 67.4508 | metres | 812.2293 | 54785.5195 | 5191.2793 | 10.34%
41604 | Gravity Main | CASE134101WW | Section 73 | 2013-11-26 | 2013-14 |  |  | 91.62% | 73.7671 | metres | 3336.402 | 246116.5457 | 23321.121 | 10.34%
41604 | Gravity Main | CASE134101WW | Section 73 | 2013-11-26 | 2013-14 |  |  | 91.62% | 44.7371 | metres | 812.2293 | 36336.7544 | 3443.1405 | 10.34%
41604 | Gravity Main | CASE134101WW | Section 73 | 2013-11-26 | 2013-14 |  |  | 91.62% | 52.1622 | metres | 812.2293 | 42367.6432 | 4014.6059 | 10.34%
41761 | Gravity Main | CASE134103WW | Section 73 | 2014-05-02 | 2013-14 |  |  | 91.62% | 30.332 | metres | 950.8722 | 28841.831 | 2597.0689 | 9.828%
41761 | Gravity Main | CASE134103WW | Section 73 | 2014-05-02 | 2013-14 |  |  | 91.62% | 44.5736 | metres | 812.2293 | 36203.9705 | 3259.9944 | 9.828%
41761 | Gravity Main | CASE134103WW | Section 73 | 2014-05-02 | 2013-14 |  |  | 91.62% | 29.4382 | metres | 812.2293 | 23910.5324 | 2153.0291 | 9.828%
41761 | Gravity Main | CASE134103WW | Section 73 | 2014-05-02 | 2013-14 |  |  | 91.62% | 49.2126 | metres | 3336.402 | 164193.0885 | 14784.8023 | 9.828%
41761 | Gravity Main | CASE134103WW | Section 73 | 2014-05-02 | 2013-14 |  |  | 91.62% | 21.2741 | metres | 3592.3639 | 76424.3728 | 6881.6492 | 9.828%
41761 | Gravity Main | CASE134103WW | Section 73 | 2014-05-02 | 2013-14 |  |  | 91.62% | 22.383 | metres | 812.2293 | 18180.0956 | 1637.0307 | 9.828%
41761 | Gravity Main | CASE134103WW | Section 73 | 2014-05-02 | 2013-14 |  |  | 91.62% | 4.8508 | metres | 950.8722 | 4612.5324 | 415.3365 | 9.828%
41761 | Gravity Main | CASE134103WW | Section 73 | 2014-05-02 | 2013-14 |  |  | 91.62% | 21.177 | metres | 3336.402 | 70654.9959 | 6362.1444 | 9.828%
41761 | Gravity Main | CASE134103WW | Section 73 | 2014-05-02 | 2013-14 |  |  | 91.62% | 22.45 | metres | 812.2293 | 18234.5588 | 1641.9348 | 9.828%
41761 | Gravity Main | CASE134103WW | Section 73 | 2014-05-02 | 2013-14 |  |  | 91.62% | 37.0509 | metres | 812.2293 | 30093.8062 | 2709.8033 | 9.828%
41761 | Gravity Main | CASE134103WW | Section 73 | 2014-05-02 | 2013-14 |  |  | 91.62% | 22.1729 | metres | 812.2293 | 18009.4953 | 1621.6689 | 9.828%
41761 | Gravity Main | CASE134103WW | Section 73 | 2014-05-02 | 2013-14 |  |  | 91.62% | 32.2638 | metres | 3336.402 | 107644.8877 | 9692.9073 | 9.828%
41761 | Gravity Main | CASE134103WW | Section 73 | 2014-05-02 | 2013-14 |  |  | 91.62% | 30.1789 | metres | 3336.402 | 100688.9447 | 9066.5579 | 9.828%
41761 | Gravity Main | CASE134103WW | Section 73 | 2014-05-02 | 2013-14 |  |  | 91.62% | 23.7207 | metres | 812.2293 | 19266.6098 | 1734.8661 | 9.828%
41761 | Gravity Main | CASE134103WW | Section 73 | 2014-05-02 | 2013-14 |  |  | 91.62% | 21.7493 | metres | 812.2293 | 17665.388 | 1590.6837 | 9.828%
41761 | Gravity Main | CASE134103WW | Section 73 | 2014-05-02 | 2013-14 |  |  | 91.62% | 38.7499 | metres | 812.2293 | 31473.7681 | 2834.0623 | 9.828%
41761 | Gravity Main | CASE134103WW | Section 73 | 2014-05-02 | 2013-14 |  |  | 91.62% | 4.8624 | metres | 812.2293 | 3949.3966 | 355.6243 | 9.828%
41761 | Gravity Main | CASE134103WW | Section 73 | 2014-05-02 | 2013-14 |  |  | 91.62% | 51.0427 | metres | 950.8722 | 48535.0868 | 4370.3524 | 9.828%
41761 | Gravity Main | CASE134103WW | Section 73 | 2014-05-02 | 2013-14 |  |  | 91.62% | 33.8894 | metres | 812.2293 | 27525.9462 | 2478.5798 | 9.828%
41761 | Gravity Main | CASE134103WW | Section 73 | 2014-05-02 | 2013-14 |  |  | 91.62% | 28.4152 | metres | 3336.402 | 94804.6562 | 8536.7058 | 9.828%
41761 | Gravity Main | CASE134103WW | Section 73 | 2014-05-02 | 2013-14 |  |  | 91.62% | 42.2926 | metres | 812.2293 | 34351.2646 | 3093.1671 | 9.828%
41761 | Gravity Main | CASE134103WW | Section 73 | 2014-05-02 | 2013-14 |  |  | 91.62% | 22.7697 | metres | 812.2293 | 18494.1765 | 1665.3121 | 9.828%
41761 | Gravity Main | CASE134103WW | Section 73 | 2014-05-02 | 2013-14 |  |  | 91.62% | 21.0764 | metres | 3592.3639 | 75714.1909 | 6817.7007 | 9.828%
41761 | Gravity Main | CASE134103WW | Section 73 | 2014-05-02 | 2013-14 |  |  | 91.62% | 5.0497 | metres | 812.2293 | 4101.4758 | 369.3183 | 9.828%
41761 | Gravity Main | CASE134103WW | Section 73 | 2014-05-02 | 2013-14 |  |  | 91.62% | 15.5553 | metres | 812.2293 | 12634.4374 | 1137.6707 | 9.828%
41761 | Gravity Main | CASE134103WW | Section 73 | 2014-05-02 | 2013-14 |  |  | 91.62% | 17.8198 | metres | 812.2293 | 14473.7764 | 1303.2943 | 9.828%
41761 | Gravity Main | CASE134103WW | Section 73 | 2014-05-02 | 2013-14 |  |  | 91.62% | 6.7089 | metres | 812.2293 | 5449.1945 | 490.6739 | 9.828%
41761 | Gravity Main | CASE134103WW | Section 73 | 2014-05-02 | 2013-14 |  |  | 91.62% | 37.2409 | metres | 812.2293 | 30248.1544 | 2723.7016 | 9.828%
41761 | Gravity Main | CASE134103WW | Section 73 | 2014-05-02 | 2013-14 |  |  | 91.62% | 24.3427 | metres | 3336.402 | 81216.8979 | 7313.1932 | 9.828%
41761 | Gravity Main | CASE134103WW | Section 73 | 2014-05-02 | 2013-14 |  |  | 91.62% | 32.5048 | metres | 812.2293 | 26401.3103 | 2377.3117 | 9.828%
41761 | Gravity Main | CASE134103WW | Section 73 | 2014-05-02 | 2013-14 |  |  | 91.62% | 6.241 | metres | 3336.402 | 20822.6107 | 1874.9765 | 9.828%
41761 | Gravity Main | CASE134103WW | Section 73 | 2014-05-02 | 2013-14 |  |  | 91.62% | 19.7558 | metres | 3336.402 | 65913.1797 | 5935.1666 | 9.828%
41761 | Gravity Main | CASE134103WW | Section 73 | 2014-05-02 | 2013-14 |  |  | 91.62% | 31.5144 | metres | 812.2293 | 25596.8877 | 2304.8773 | 9.828%
41939 | Gravity Main | CASE132747WW | Section 73 | 2014-10-27 | 2014-15 |  |  | 91.62% | 6.1377 | metres | 812.2293 | 4985.1921 | 949.9397 | 20.8%
41939 | Gravity Main | CASE132747WW | Section 73 | 2014-10-27 | 2014-15 |  |  | 91.62% | 73.9729 | metres | 3875.3912 | 286674.0486 | 54626.395 | 20.8%
41939 | Gravity Main | CASE132747WW | Section 73 | 2014-10-27 | 2014-15 |  |  | 91.62% | 87.4496 | metres | 3592.3639 | 314150.9061 | 59862.173 | 20.8%
41939 | Gravity Main | CASE132747WW | Section 73 | 2014-10-27 | 2014-15 |  |  | 91.62% | 118.5085 | metres | 1162.6195 | 137780.3144 | 26254.3537 | 20.8%
41939 | Gravity Main | CASE132747WW | Section 73 | 2014-10-27 | 2014-15 |  |  | 91.62% | 74.9298 | metres | 3875.3912 | 290382.3177 | 55333.0142 | 20.8%
41939 | Gravity Main | CASE132747WW | Section 73 | 2014-10-27 | 2014-15 |  |  | 91.62% | 20.782 | metres | 3592.3639 | 74656.6509 | 14225.9954 | 20.8%
41939 | Gravity Main | CASE132747WW | Section 73 | 2014-10-27 | 2014-15 |  |  | 91.62% | 5.0379 | metres | 812.2293 | 4091.8951 | 779.72 | 20.8%
41939 | Gravity Main | CASE132747WW | Section 73 | 2014-10-27 | 2014-15 |  |  | 91.62% | 59.8987 | metres | 1162.6195 | 69639.4306 | 13269.9526 | 20.8%
41939 | Gravity Main | CASE132747WW | Section 73 | 2014-10-27 | 2014-15 |  |  | 91.62% | 6.04 | metres | 3875.3912 | 23407.2301 | 4460.3012 | 20.8%
41939 | Gravity Main | CASE132747WW | Section 73 | 2014-10-27 | 2014-15 |  |  | 91.62% | 8.5496 | metres | 1162.6195 | 9939.8935 | 1894.0694 | 20.8%
41939 | Gravity Main | CASE132747WW | Section 73 | 2014-10-27 | 2014-15 |  |  | 91.62% | 4.4373 | metres | 3592.3639 | 15940.3128 | 3037.463 | 20.8%
41939 | Gravity Main | CASE132747WW | Section 73 | 2014-10-27 | 2014-15 |  |  | 91.62% | 117.3701 | metres | 3336.402 | 391593.6741 | 74619.0694 | 20.8%
41939 | Gravity Main | CASE132747WW | Section 73 | 2014-10-27 | 2014-15 |  |  | 91.62% | 86.6789 | metres | 3336.402 | 289195.7265 | 55106.9065 | 20.8%
41939 | Gravity Main | CASE132747WW | Section 73 | 2014-10-27 | 2014-15 |  |  | 91.62% | 37.071 | metres | 812.2293 | 30110.1145 | 5737.5511 | 20.8%
41939 | Gravity Main | CASE132747WW | Section 73 | 2014-10-27 | 2014-15 |  |  | 91.62% | 76.0804 | metres | 3336.402 | 253834.9438 | 48368.8286 | 20.8%
41939 | Gravity Main | CASE132747WW | Section 73 | 2014-10-27 | 2014-15 |  |  | 91.62% | 111.6288 | metres | 3336.402 | 372438.6965 | 70969.0446 | 20.8%
41939 | Gravity Main | CASE132747WW | Section 73 | 2014-10-27 | 2014-15 |  |  | 91.62% | 93.5048 | metres | 3336.402 | 311969.6497 | 59446.5296 | 20.8%
41939 | Gravity Main | CASE132747WW | Section 73 | 2014-10-27 | 2014-15 |  |  | 91.62% | 20.2645 | metres | 3336.402 | 67610.451 | 12883.3259 | 20.8%
41939 | Gravity Main | CASE132747WW | Section 73 | 2014-10-27 | 2014-15 |  |  | 91.62% | 14.6859 | metres | 3336.402 | 48998.1388 | 9336.7073 | 20.8%
41939 | Gravity Main | CASE132747WW | Section 73 | 2014-10-27 | 2014-15 |  |  | 91.62% | 14.0435 | metres | 812.2293 | 11406.5762 | 2173.5492 | 20.8%
41939 | Gravity Main | CASE132747WW | Section 73 | 2014-10-27 | 2014-15 |  |  | 91.62% | 17.3346 | metres | 812.2293 | 14079.6382 | 2682.9072 | 20.8%
41939 | Gravity Main | CASE132747WW | Section 73 | 2014-10-27 | 2014-15 |  |  | 91.62% | 55.1003 | metres | 3336.402 | 183836.6036 | 35030.4849 | 20.8%
41939 | Gravity Main | CASE132747WW | Section 73 | 2014-10-27 | 2014-15 |  |  | 91.62% | 26.8051 | metres | 3336.402 | 89432.6965 | 17041.6047 | 20.8%
41939 | Gravity Main | CASE132747WW | Section 73 | 2014-10-27 | 2014-15 |  |  | 91.62% | 11.2479 | metres | 3336.402 | 37527.3753 | 7150.9271 | 20.8%
41939 | Gravity Main | CASE132747WW | Section 73 | 2014-10-27 | 2014-15 |  |  | 91.62% | 5.6453 | metres | 812.2293 | 4585.2863 | 873.7368 | 20.8%
41939 | Gravity Main | CASE132747WW | Section 73 | 2014-10-27 | 2014-15 |  |  | 91.62% | 28.965 | metres | 3336.402 | 96639.0199 | 18414.7861 | 20.8%
41939 | Gravity Main | CASE132747WW | Section 73 | 2014-10-27 | 2014-15 |  |  | 91.62% | 21.0935 | metres | 3336.402 | 70376.5295 | 13410.4085 | 20.8%
41939 | Gravity Main | CASE132747WW | Section 73 | 2014-10-27 | 2014-15 |  |  | 91.62% | 37.9726 | metres | 3336.402 | 126691.8792 | 24141.4271 | 20.8%
41939 | Gravity Main | CASE132747WW | Section 73 | 2014-10-27 | 2014-15 |  |  | 91.62% | 42.3506 | metres | 3336.402 | 141298.7547 | 26924.8006 | 20.8%
41939 | Gravity Main | CASE132747WW | Section 73 | 2014-10-27 | 2014-15 |  |  | 91.62% | 40.7713 | metres | 3336.402 | 136029.2894 | 25920.6919 | 20.8%
41939 | Gravity Main | CASE132747WW | Section 73 | 2014-10-27 | 2014-15 |  |  | 91.62% | 21.4547 | metres | 812.2293 | 17426.1404 | 3320.5909 | 20.8%
41939 | Gravity Main | CASE132747WW | Section 73 | 2014-10-27 | 2014-15 |  |  | 91.62% | 17.5907 | metres | 812.2293 | 14287.6514 | 2722.5446 | 20.8%
41939 | Gravity Main | CASE132747WW | Section 73 | 2014-10-27 | 2014-15 |  |  | 91.62% | 10.1619 | metres | 3336.402 | 33904.1384 | 6460.511 | 20.8%
41939 | Gravity Main | CASE132747WW | Section 73 | 2014-10-27 | 2014-15 |  |  | 91.62% | 27.3102 | metres | 3336.402 | 91117.8411 | 17362.7128 | 20.8%
41939 | Gravity Main | CASE132747WW | Section 73 | 2014-10-27 | 2014-15 |  |  | 91.62% | 29.5476 | metres | 3336.402 | 98582.6926 | 18785.1573 | 20.8%
41939 | Gravity Main | CASE132747WW | Section 73 | 2014-10-27 | 2014-15 |  |  | 91.62% | 82.2102 | metres | 3875.3912 | 318596.8673 | 60709.3611 | 20.8%
41939 | Gravity Main | CASE132747WW | Section 73 | 2014-10-27 | 2014-15 |  |  | 91.62% | 45.915 | metres | 3592.3639 | 164943.4405 | 31430.3495 | 20.8%
41939 | Gravity Main | CASE132747WW | Section 73 | 2014-10-27 | 2014-15 |  |  | 91.62% | 40.9852 | metres | 3336.402 | 136742.9889 | 26056.689 | 20.8%
41939 | Gravity Main | CASE132747WW | Section 73 | 2014-10-27 | 2014-15 |  |  | 91.62% | 12.9213 | metres | 3336.402 | 43110.8122 | 8214.8638 | 20.8%
41939 | Gravity Main | CASE132747WW | Section 73 | 2014-10-27 | 2014-15 |  |  | 91.62% | 33.2366 | metres | 3336.402 | 110890.729 | 21130.4818 | 20.8%
41939 | Gravity Main | CASE132747WW | Section 73 | 2014-10-27 | 2014-15 |  |  | 91.62% | 30.7802 | metres | 3336.402 | 102695.247 | 19568.814 | 20.8%
41939 | Gravity Main | CASE132747WW | Section 73 | 2014-10-27 | 2014-15 |  |  | 91.62% | 13.3364 | metres | 3592.3639 | 47909.1794 | 9129.2036 | 20.8%
41939 | Gravity Main | CASE132747WW | Section 73 | 2014-10-27 | 2014-15 |  |  | 91.62% | 14.0441 | metres | 3592.3639 | 50451.428 | 9613.6349 | 20.8%
41939 | Gravity Main | CASE132747WW | Section 73 | 2014-10-27 | 2014-15 |  |  | 91.62% | 16.1752 | metres | 950.8722 | 15380.5833 | 2930.8053 | 20.8%
41939 | Gravity Main | CASE132747WW | Section 73 | 2014-10-27 | 2014-15 |  |  | 91.62% | 7.1908 | metres | 950.8722 | 6837.5017 | 1302.9016 | 20.8%
42177 | Gravity Main | CASE140215WW | Section 73 | 2015-06-22 | 2014-15 |  |  | 91.62% | 14.2626 | metres | 3336.402 | 47585.804 | 18086.8918 | 41.49%
42177 | Gravity Main | CASE140215WW | Section 73 | 2015-06-22 | 2014-15 |  |  | 91.62% | 26.7738 | metres | 812.2293 | 21746.4617 | 8265.6142 | 41.49%
42177 | Gravity Main | CASE140215WW | Section 73 | 2015-06-22 | 2014-15 |  |  | 91.62% | 24.9073 | metres | 812.2293 | 20230.477 | 7689.4035 | 41.49%
42177 | Gravity Main | CASE140215WW | Section 73 | 2015-06-22 | 2014-15 |  |  | 91.62% | 50.4057 | metres | 812.2293 | 40940.9964 | 15561.2664 | 41.49%
42177 | Gravity Main | CASE140215WW | Section 73 | 2015-06-22 | 2014-15 |  |  | 91.62% | 14.8097 | metres | 812.2293 | 12028.8875 | 4572.0607 | 41.49%
42177 | Gravity Main | CASE140215WW | Section 73 | 2015-06-22 | 2014-15 |  |  | 91.62% | 49.0603 | metres | 812.2293 | 39848.2183 | 15145.9122 | 41.49%
42177 | Gravity Main | CASE140215WW | Section 73 | 2015-06-22 | 2014-15 |  |  | 91.62% | 27.6575 | metres | 812.2293 | 22464.2586 | 8538.4417 | 41.49%
42177 | Gravity Main | CASE140215WW | Section 73 | 2015-06-22 | 2014-15 |  |  | 91.62% | 14.4623 | metres | 812.2293 | 11746.7101 | 4464.8079 | 41.49%
42177 | Gravity Main | CASE140215WW | Section 73 | 2015-06-22 | 2014-15 |  |  | 91.62% | 6.25 | metres | 812.2293 | 5076.4236 | 1929.4982 | 41.49%
42177 | Gravity Main | CASE140215WW | Section 73 | 2015-06-22 | 2014-15 |  |  | 91.62% | 13.4907 | metres | 812.2293 | 10957.5328 | 4164.8494 | 41.49%
42177 | Gravity Main | CASE140215WW | Section 73 | 2015-06-22 | 2014-15 |  |  | 91.62% | 17.5582 | metres | 812.2293 | 14261.2816 | 5420.5716 | 41.49%
42177 | Gravity Main | CASE140215WW | Section 73 | 2015-06-22 | 2014-15 |  |  | 91.62% | 18.5868 | metres | 3336.402 | 62013.009 | 23570.5292 | 41.49%
42177 | Gravity Main | CASE140215WW | Section 73 | 2015-06-22 | 2014-15 |  |  | 91.62% | 16.3387 | metres | 812.2293 | 13270.771 | 5044.0883 | 41.49%
42177 | Gravity Main | CASE140215WW | Section 73 | 2015-06-22 | 2014-15 |  |  | 91.62% | 23.6493 | metres | 812.2293 | 19208.6223 | 7301.0067 | 41.49%
42177 | Gravity Main | CASE140215WW | Section 73 | 2015-06-22 | 2014-15 |  |  | 91.62% | 11.6473 | metres | 812.2293 | 9460.2979 | 3595.7653 | 41.49%
42177 | Gravity Main | CASE140215WW | Section 73 | 2015-06-22 | 2014-15 |  |  | 91.62% | 20.9399 | metres | 3336.402 | 69863.9264 | 26554.585 | 41.49%
42177 | Gravity Main | CASE140215WW | Section 73 | 2015-06-22 | 2014-15 |  |  | 91.62% | 27.4155 | metres | 3336.402 | 91468.9819 | 34766.4521 | 41.49%
42177 | Gravity Main | CASE140215WW | Section 73 | 2015-06-22 | 2014-15 |  |  | 91.62% | 5.7863 | metres | 812.2293 | 4699.8206 | 1786.3552 | 41.49%
42177 | Gravity Main | CASE140215WW | Section 73 | 2015-06-22 | 2014-15 |  |  | 91.62% | 4.5673 | metres | 3336.402 | 15238.4596 | 5791.9872 | 41.49%
42177 | Gravity Main | CASE140215WW | Section 73 | 2015-06-22 | 2014-15 |  |  | 91.62% | 20.9406 | metres | 3336.402 | 69866.2214 | 26555.4573 | 41.49%
42177 | Gravity Main | CASE140215WW | Section 73 | 2015-06-22 | 2014-15 |  |  | 91.62% | 21.2633 | metres | 812.2293 | 17270.6544 | 6564.4043 | 41.49%
42177 | Gravity Main | CASE140215WW | Section 73 | 2015-06-22 | 2014-15 |  |  | 91.62% | 4.9666 | metres | 812.2293 | 4034.0001 | 1533.2834 | 41.49%
42177 | Gravity Main | CASE140215WW | Section 73 | 2015-06-22 | 2014-15 |  |  | 91.62% | 25.9904 | metres | 812.2293 | 21110.1709 | 8023.7664 | 41.49%
42177 | Gravity Main | CASE140215WW | Section 73 | 2015-06-22 | 2014-15 |  |  | 91.62% | 70.4267 | metres | 812.2293 | 57202.6674 | 21742.1661 | 41.49%
42177 | Gravity Main | CASE140215WW | Section 73 | 2015-06-22 | 2014-15 |  |  | 91.62% | 29.4758 | metres | 3336.402 | 98343.2327 | 37379.2866 | 41.49%
42177 | Gravity Main | CASE140215WW | Section 73 | 2015-06-22 | 2014-15 |  |  | 91.62% | 21.263 | metres | 3336.402 | 70942.0067 | 26964.3526 | 41.49%
42177 | Gravity Main | CASE140215WW | Section 73 | 2015-06-22 | 2014-15 |  |  | 91.62% | 16.5925 | metres | 812.2293 | 13476.9482 | 5122.4542 | 41.49%
42177 | Gravity Main | CASE140215WW | Section 73 | 2015-06-22 | 2014-15 |  |  | 91.62% | 4.9567 | metres | 812.2293 | 4026.0141 | 1530.248 | 41.49%
42177 | Gravity Main | CASE140215WW | Section 73 | 2015-06-22 | 2014-15 |  |  | 91.62% | 3.9887 | metres | 812.2293 | 3239.7383 | 1231.3924 | 41.49%
42177 | Gravity Main | CASE140215WW | Section 73 | 2015-06-22 | 2014-15 |  |  | 91.62% | 29.0554 | metres | 3336.402 | 96940.4648 | 36846.1085 | 41.49%
42177 | Gravity Main | CASE140215WW | Section 73 | 2015-06-22 | 2014-15 |  |  | 91.62% | 109.5644 | metres | 3592.3639 | 393595.0431 | 149601.5692 | 41.49%
42177 | Gravity Main | CASE140215WW | Section 73 | 2015-06-22 | 2014-15 |  |  | 91.62% | 81.717 | metres | 3592.3639 | 293557.2074 | 111578.1808 | 41.49%
42177 | Gravity Main | CASE140215WW | Section 73 | 2015-06-22 | 2014-15 |  |  | 91.62% | 67.872 | metres | 950.8722 | 64537.6328 | 24530.1136 | 41.49%
42177 | Gravity Main | CASE140215WW | Section 73 | 2015-06-22 | 2014-15 |  |  | 91.62% | 36.1298 | metres | 950.8722 | 34354.8489 | 13057.9371 | 41.49%
42177 | Gravity Main | CASE140215WW | Section 73 | 2015-06-22 | 2014-15 |  |  | 91.62% | 19.5355 | metres | 812.2293 | 15867.305 | 6031.0051 | 41.49%
42177 | Gravity Main | CASE140215WW | Section 73 | 2015-06-22 | 2014-15 |  |  | 91.62% | 45.2378 | metres | 812.2293 | 36743.4591 | 13965.8241 | 41.49%
42177 | Gravity Main | CASE140215WW | Section 73 | 2015-06-22 | 2014-15 |  |  | 91.62% | 17.4226 | metres | 812.2293 | 14151.1615 | 5378.716 | 41.49%
42177 | Gravity Main | CASE140215WW | Section 73 | 2015-06-22 | 2014-15 |  |  | 91.62% | 20.3296 | metres | 3336.402 | 67827.8623 | 25780.6972 | 41.49%
42177 | Gravity Main | CASE140215WW | Section 73 | 2015-06-22 | 2014-15 |  |  | 91.62% | 33.7338 | metres | 812.2293 | 27399.5585 | 10414.3002 | 41.49%
42177 | Gravity Main | CASE140215WW | Section 73 | 2015-06-22 | 2014-15 |  |  | 91.62% | 24.8727 | metres | 812.2293 | 20202.3029 | 7678.6948 | 41.49%
42177 | Gravity Main | CASE140215WW | Section 73 | 2015-06-22 | 2014-15 |  |  | 91.62% | 2.5681 | metres | 812.2293 | 2085.9126 | 792.8347 | 41.49%
42177 | Gravity Main | CASE140215WW | Section 73 | 2015-06-22 | 2014-15 |  |  | 91.62% | 31.993 | metres | 3336.402 | 106741.3755 | 40571.3374 | 41.49%
42340 | Gravity Main | PRO20032867 | Section 73 | 2015-12-02 | 2015-16 |  |  | 91.62% | 13.2939 | metres | 1162.6195 | 15455.7657 | 14160.3894 | 100%
42340 | Gravity Main | PRO20032867 | Section 73 | 2015-12-02 | 2015-16 |  |  | 91.62% | 6.8657 | metres | 1162.6195 | 7982.2118 | 7313.2079 | 100%
42340 | Gravity Main | PRO20032867 | Section 73 | 2015-12-02 | 2015-16 |  |  | 91.62% | 3.1233 | metres | 1162.6195 | 3631.2112 | 3326.8727 | 100%
42340 | Gravity Main | PRO20032867 | Section 73 | 2015-12-02 | 2015-16 |  |  | 91.62% | 3.4471 | metres | 1162.6195 | 4007.6737 | 3671.7832 | 100%
42534 | Gravity Main | CASE157674WW | Section 73 | 2016-06-13 | 2015-16 |  |  | 91.62% | 94.8881 | metres | 812.2293 | 77070.8823 | 31947.305 | 45.24%
42534 | Gravity Main | CASE157674WW | Section 73 | 2016-06-13 | 2015-16 |  |  | 91.62% | 85.6413 | metres | 812.2293 | 69560.3368 | 28834.0451 | 45.24%
42534 | Gravity Main | CASE157674WW | Section 73 | 2016-06-13 | 2015-16 |  |  | 91.62% | 49.2456 | metres | 812.2293 | 39998.6783 | 16580.1913 | 45.24%
42534 | Gravity Main | CASE157674WW | Section 73 | 2016-06-13 | 2015-16 |  |  | 91.62% | 24.0307 | metres | 812.2293 | 19518.4167 | 8090.7444 | 45.24%
42534 | Gravity Main | CASE157674WW | Section 73 | 2016-06-13 | 2015-16 |  |  | 91.62% | 28.7558 | metres | 812.2293 | 23356.2648 | 9681.6034 | 45.24%
42534 | Gravity Main | CASE157674WW | Section 73 | 2016-06-13 | 2015-16 |  |  | 91.62% | 21.2317 | metres | 812.2293 | 17245.0477 | 7148.391 | 45.24%
42534 | Gravity Main | CASE157674WW | Section 73 | 2016-06-13 | 2015-16 |  |  | 91.62% | 43.9244 | metres | 3336.402 | 146549.6107 | 60747.522 | 45.24%
42534 | Gravity Main | CASE157674WW | Section 73 | 2016-06-13 | 2015-16 |  |  | 91.62% | 28.1961 | metres | 812.2293 | 22901.702 | 9493.1787 | 45.24%
42534 | Gravity Main | CASE157674WW | Section 73 | 2016-06-13 | 2015-16 |  |  | 91.62% | 52.6673 | metres | 812.2293 | 42777.9302 | 17732.2426 | 45.24%
42534 | Gravity Main | CASE157674WW | Section 73 | 2016-06-13 | 2015-16 |  |  | 91.62% | 25.8234 | metres | 812.2293 | 20974.5455 | 8694.3368 | 45.24%
42534 | Gravity Main | CASE157674WW | Section 73 | 2016-06-13 | 2015-16 |  |  | 91.62% | 25.1439 | metres | 812.2293 | 20422.6451 | 8465.5638 | 45.24%
42534 | Gravity Main | CASE157674WW | Section 73 | 2016-06-13 | 2015-16 |  |  | 91.62% | 105.0693 | metres | 812.2293 | 85340.3712 | 35375.161 | 45.24%
42534 | Gravity Main | CASE157674WW | Section 73 | 2016-06-13 | 2015-16 |  |  | 91.62% | 52.5619 | metres | 950.8722 | 49979.6717 | 20717.4976 | 45.24%
42534 | Gravity Main | CASE157674WW | Section 73 | 2016-06-13 | 2015-16 |  |  | 91.62% | 22.0015 | metres | 950.8722 | 20920.6327 | 8671.9889 | 45.24%
42534 | Gravity Main | CASE157674WW | Section 73 | 2016-06-13 | 2015-16 |  |  | 91.62% | 4.8001 | metres | 812.2293 | 3898.7513 | 1616.1045 | 45.24%
42534 | Gravity Main | CASE157674WW | Section 73 | 2016-06-13 | 2015-16 |  |  | 91.62% | 6.5279 | metres | 812.2293 | 5302.1914 | 2197.8563 | 45.24%
42534 | Gravity Main | CASE157674WW | Section 73 | 2016-06-13 | 2015-16 |  |  | 91.62% | 24.9733 | metres | 3336.402 | 83320.8718 | 34538.0412 | 45.24%
42534 | Gravity Main | CASE157674WW | Section 73 | 2016-06-13 | 2015-16 |  |  | 91.62% | 76.7331 | metres | 812.2293 | 62324.8946 | 25834.8206 | 45.24%
42534 | Gravity Main | CASE157674WW | Section 73 | 2016-06-13 | 2015-16 |  |  | 91.62% | 4.4796 | metres | 812.2293 | 3638.4841 | 1508.2189 | 45.24%
42534 | Gravity Main | CASE157674WW | Section 73 | 2016-06-13 | 2015-16 |  |  | 91.62% | 45.7952 | metres | 812.2293 | 37196.184 | 15418.5057 | 45.24%
42534 | Gravity Main | CASE157674WW | Section 73 | 2016-06-13 | 2015-16 |  |  | 91.62% | 23.6743 | metres | 3336.402 | 78986.8617 | 32741.5139 | 45.24%
43406 | Gravity Main | CASE164166WW | Section 73 | 2018-11-02 | 2018-19 |  |  | 91.62% | 23.3998 | metres | 812.2293 | 19005.9901 | 11288.1731 | 64.83%
43406 | Gravity Main | CASE164166WW | Section 73 | 2018-11-02 | 2018-19 |  |  | 91.62% | 5.7115 | metres | 812.2293 | 4639.0479 | 2755.2564 | 64.83%
43406 | Gravity Main | CASE164166WW | Section 73 | 2018-11-02 | 2018-19 |  |  | 91.62% | 34.4334 | metres | 3336.402 | 114883.5931 | 68232.4827 | 64.83%
43406 | Gravity Main | CASE164166WW | Section 73 | 2018-11-02 | 2018-19 |  |  | 91.62% | 40.0922 | metres | 3336.402 | 133763.5858 | 79445.8227 | 64.83%
43406 | Gravity Main | CASE164166WW | Section 73 | 2018-11-02 | 2018-19 |  |  | 91.62% | 5.7595 | metres | 3336.402 | 19215.9403 | 11412.8683 | 64.83%
43406 | Gravity Main | CASE164166WW | Section 73 | 2018-11-02 | 2018-19 |  |  | 91.62% | 20.8021 | metres | 3336.402 | 69404.0905 | 41220.9723 | 64.83%
43406 | Gravity Main | CASE164166WW | Section 73 | 2018-11-02 | 2018-19 |  |  | 91.62% | 15.2949 | metres | 812.2293 | 12423.0025 | 7378.3582 | 64.83%
43406 | Gravity Main | CASE164166WW | Section 73 | 2018-11-02 | 2018-19 |  |  | 91.62% | 5.1703 | metres | 812.2293 | 4199.435 | 2494.1584 | 64.83%
43406 | Gravity Main | CASE164166WW | Section 73 | 2018-11-02 | 2018-19 |  |  | 91.62% | 24.182 | metres | 3336.402 | 80680.7408 | 47918.4808 | 64.83%
43406 | Gravity Main | CASE164166WW | Section 73 | 2018-11-02 | 2018-19 |  |  | 91.62% | 36.0376 | metres | 3336.402 | 120235.8893 | 71411.3567 | 64.83%
43406 | Gravity Main | CASE164166WW | Section 73 | 2018-11-02 | 2018-19 |  |  | 91.62% | 12.3794 | metres | 3336.402 | 41302.6579 | 24530.7691 | 64.83%
44167 | Gravity Main | CASE175430WW | Section 73 | 2020-12-02 | 2020-21 |  |  | 91.62% | 26.2124 | metres | 812.2293 | 21290.5038 | 809.0643 | 4.148%
44167 | Gravity Main | CASE175430WW | Section 73 | 2020-12-02 | 2020-21 |  |  | 91.62% | 17.9902 | metres | 3336.402 | 60022.3774 | 2280.9213 | 4.148%
44167 | Gravity Main | CASE175430WW | Section 73 | 2020-12-02 | 2020-21 |  |  | 91.62% | 120.4471 | metres | 812.2293 | 97830.6314 | 3717.6797 | 4.148%
44167 | Gravity Main | CASE175430WW | Section 73 | 2020-12-02 | 2020-21 |  |  | 91.62% | 22.8064 | metres | 812.2293 | 18524.0011 | 703.934 | 4.148%
44167 | Gravity Main | CASE175430WW | Section 73 | 2020-12-02 | 2020-21 |  |  | 91.62% | 11.8753 | metres | 812.2293 | 9645.4965 | 366.5403 | 4.148%
44167 | Gravity Main | CASE175430WW | Section 73 | 2020-12-02 | 2020-21 |  |  | 91.62% | 14.4618 | metres | 812.2293 | 11746.2626 | 446.3719 | 4.148%
44167 | Gravity Main | CASE175430WW | Section 73 | 2020-12-02 | 2020-21 |  |  | 91.62% | 12.8178 | metres | 812.2293 | 10411.0234 | 395.6312 | 4.148%
44167 | Gravity Main | CASE175430WW | Section 73 | 2020-12-02 | 2020-21 |  |  | 91.62% | 27.306 | metres | 3336.402 | 91103.86 | 3462.0544 | 4.148%
44167 | Gravity Main | CASE175430WW | Section 73 | 2020-12-02 | 2020-21 |  |  | 91.62% | 26.8038 | metres | 812.2293 | 21770.8117 | 827.3166 | 4.148%
44167 | Gravity Main | CASE175430WW | Section 73 | 2020-12-02 | 2020-21 |  |  | 91.62% | 4.632 | metres | 812.2293 | 3762.2338 | 142.9693 | 4.148%
44167 | Gravity Main | CASE175430WW | Section 73 | 2020-12-02 | 2020-21 |  |  | 91.62% | 13.5217 | metres | 812.2293 | 10982.7176 | 417.3563 | 4.148%
44167 | Gravity Main | CASE175430WW | Section 73 | 2020-12-02 | 2020-21 |  |  | 91.62% | 26.8289 | metres | 812.2293 | 21791.191 | 828.091 | 4.148%
44167 | Gravity Main | CASE175430WW | Section 73 | 2020-12-02 | 2020-21 |  |  | 91.62% | 24.4337 | metres | 812.2293 | 19845.8059 | 754.1641 | 4.148%
44167 | Gravity Main | CASE175430WW | Section 73 | 2020-12-02 | 2020-21 |  |  | 91.62% | 23.9657 | metres | 812.2293 | 19465.6358 | 739.7172 | 4.148%
44167 | Gravity Main | CASE175430WW | Section 73 | 2020-12-02 | 2020-21 |  |  | 91.62% | 24.9772 | metres | 812.2293 | 20287.1963 | 770.9375 | 4.148%
44167 | Gravity Main | CASE175430WW | Section 73 | 2020-12-02 | 2020-21 |  |  | 91.62% | 24.5998 | metres | 812.2293 | 19980.6431 | 759.2881 | 4.148%
44167 | Gravity Main | CASE175430WW | Section 73 | 2020-12-02 | 2020-21 |  |  | 91.62% | 45.4596 | metres | 950.8722 | 43226.2518 | 1642.6487 | 4.148%
44167 | Gravity Main | CASE175430WW | Section 73 | 2020-12-02 | 2020-21 |  |  | 91.62% | 5.2889 | metres | 950.8722 | 5029.0281 | 191.109 | 4.148%
44167 | Gravity Main | CASE175430WW | Section 73 | 2020-12-02 | 2020-21 |  |  | 91.62% | 21.1472 | metres | 3592.3639 | 75968.3113 | 2886.8857 | 4.148%
44167 | Gravity Main | CASE175430WW | Section 73 | 2020-12-02 | 2020-21 |  |  | 91.62% | 5.1604 | metres | 950.8722 | 4906.8382 | 186.4657 | 4.148%
44167 | Gravity Main | CASE175430WW | Section 73 | 2020-12-02 | 2020-21 |  |  | 91.62% | 3.7544 | metres | 812.2293 | 3049.4727 | 115.8836 | 4.148%
44167 | Gravity Main | CASE175430WW | Section 73 | 2020-12-02 | 2020-21 |  |  | 91.62% | 17.4858 | metres | 3592.3639 | 62815.4502 | 2387.0614 | 4.148%
44167 | Gravity Main | CASE175430WW | Section 73 | 2020-12-02 | 2020-21 |  |  | 91.62% | 51.4945 | metres | 950.8722 | 48964.6724 | 1860.7155 | 4.148%
44167 | Gravity Main | CASE175430WW | Section 73 | 2020-12-02 | 2020-21 |  |  | 91.62% | 4.8254 | metres | 950.8722 | 4588.3717 | 174.3636 | 4.148%
44167 | Gravity Main | CASE175430WW | Section 73 | 2020-12-02 | 2020-21 |  |  | 91.62% | 4.2369 | metres | 950.8722 | 4028.7513 | 153.0973 | 4.148%
44167 | Gravity Main | CASE175430WW | Section 73 | 2020-12-02 | 2020-21 |  |  | 91.62% | 27.4799 | metres | 3336.402 | 91684.113 | 3484.1047 | 4.148%
44167 | Gravity Main | CASE175430WW | Section 73 | 2020-12-02 | 2020-21 |  |  | 91.62% | 22.2671 | metres | 3336.402 | 74291.9568 | 2823.1822 | 4.148%
44167 | Gravity Main | CASE175430WW | Section 73 | 2020-12-02 | 2020-21 |  |  | 91.62% | 5.2731 | metres | 950.8722 | 5014.0884 | 190.5413 | 4.148%
44167 | Gravity Main | CASE175430WW | Section 73 | 2020-12-02 | 2020-21 |  |  | 91.62% | 4.6519 | metres | 3336.402 | 15520.4558 | 589.7957 | 4.148%
44167 | Gravity Main | CASE175430WW | Section 73 | 2020-12-02 | 2020-21 |  |  | 91.62% | 33.6145 | metres | 812.2293 | 27302.6585 | 1037.5333 | 4.148%
44167 | Gravity Main | CASE175430WW | Section 73 | 2020-12-02 | 2020-21 |  |  | 91.62% | 24.502 | metres | 812.2293 | 19901.2815 | 756.2722 | 4.148%
44167 | Gravity Main | CASE175430WW | Section 73 | 2020-12-02 | 2020-21 |  |  | 91.62% | 14.7493 | metres | 3336.402 | 49209.528 | 1870.0203 | 4.148%
44167 | Gravity Main | CASE175430WW | Section 73 | 2020-12-02 | 2020-21 |  |  | 91.62% | 50.2069 | metres | 950.8722 | 47740.3684 | 1814.1905 | 4.148%
44167 | Gravity Main | CASE175430WW | Section 73 | 2020-12-02 | 2020-21 |  |  | 91.62% | 31.707 | metres | 3336.402 | 105787.4257 | 4020.0473 | 4.148%
44167 | Gravity Main | CASE175430WW | Section 73 | 2020-12-02 | 2020-21 |  |  | 91.62% | 20.5251 | metres | 3336.402 | 68479.9505 | 2602.3191 | 4.148%
44167 | Gravity Main | CASE175430WW | Section 73 | 2020-12-02 | 2020-21 |  |  | 91.62% | 5.5667 | metres | 3336.402 | 18572.8144 | 705.7889 | 4.148%
44167 | Gravity Main | CASE175430WW | Section 73 | 2020-12-02 | 2020-21 |  |  | 91.62% | 28.3988 | metres | 3336.402 | 94749.819 | 3600.6052 | 4.148%
44167 | Gravity Main | CASE175430WW | Section 73 | 2020-12-02 | 2020-21 |  |  | 91.62% | 27.0692 | metres | 812.2293 | 21986.4115 | 835.5096 | 4.148%
44167 | Gravity Main | CASE175430WW | Section 73 | 2020-12-02 | 2020-21 |  |  | 91.62% | 23.9661 | metres | 812.2293 | 19465.9717 | 739.73 | 4.148%
44167 | Gravity Main | CASE175430WW | Section 73 | 2020-12-02 | 2020-21 |  |  | 91.62% | 24.3324 | metres | 950.8722 | 23137.0102 | 879.2338 | 4.148%
44076 | Gravity Main | CASE179411WW | Section 73 | 2020-09-02 | 2020-21 |  |  | 91.62% | 70.9619 | metres | 3592.3639 | 254921.1166 | 234347.9025 | 100.3%
44076 | Gravity Main | CASE179411WW | Section 73 | 2020-09-02 | 2020-21 |  |  | 91.62% | 52.4727 | metres | 950.8722 | 49894.8544 | 45868.1282 | 100.3%
44076 | Gravity Main | CASE179411WW | Section 73 | 2020-09-02 | 2020-21 |  |  | 91.62% | 10.8385 | metres | 3592.3639 | 38935.978 | 35793.6796 | 100.3%
91.62%
2000 | Rising Main | PRO 362148 | Upgrade to SPS 884 & 885 Rising mains | 2000-06-30 | 1999-00 |  |  | 91.62% | 425 | metres | 814.9868 | 346369.3938 | 44427.5349 | 14%
2000 | Rising Main | PRO 362148 | Upgrade to SPS 884 & 885 Rising mains | 2000-06-30 | 1999-00 |  |  | 91.62% | 34.8566 | metres | 1457.6345 | 50808.1865 | 6516.9802 | 14%
2002 | Rising Main | PRO 3001302 | Upgrade to SPS 897 Rising Main | 2002-06-30 | 2001-02 |  |  | 91.62% | 80 | metres | 814.9868 | 65198.9447 | 5973.4501 | 10%
2005 | Rising Main | PRO 3003121 | Glenbrook Transfer Rising Main | 2005-06-30 | 2004-05 |  |  | 91.62% | 107.6088 | metres | 682.9138 | 73487.5312 | 13465.6811 | 20%
2005 | Rising Main | PRO 3003121 | Glenbrook Transfer Rising Main | 2005-06-30 | 2004-05 |  |  | 91.62% | 406.4529 | metres | 959.9449 | 390172.356 | 71494.2581 | 20%
2005 | Rising Main | PRO 3003121 | Glenbrook Transfer Rising Main | 2005-06-30 | 2004-05 |  |  | 91.62% | 202 | metres | 1254.6931 | 253448.0124 | 46441.2133 | 20%
2005 | Rising Main | PRO 3003121 | Glenbrook Transfer Rising Main | 2005-06-30 | 2004-05 |  |  | 91.62% | 2257 | metres | 1254.6931 | 2831842.3958 | 518900.0911 | 20%
2005 | Rising Main | PRO 3003121 | Glenbrook Transfer Rising Main | 2005-06-30 | 2004-05 |  |  | 91.62% | 328 | metres | 1254.6931 | 411539.3468 | 75409.4949 | 20%
2005 | Rising Main | PRO 3003121 | Glenbrook Transfer Rising Main | 2005-06-30 | 2004-05 |  |  | 91.62% | 2209.6224 | metres | 1254.6931 | 2772398.0656 | 508007.6529 | 20%
2005 | Rising Main | PRO 3003121 | Glenbrook Transfer Rising Main | 2005-06-30 | 2004-05 |  |  | 91.62% | 39 | metres | 1457.6345 | 56847.7459 | 10416.6463 | 20%
2005 | Rising Main | PRO 3003121 | Glenbrook Transfer Rising Main | 2005-06-30 | 2004-05 |  |  | 91.62% | 332 | metres | 1457.6345 | 483934.6573 | 88675.04 | 20%
2005 | Rising Main | PRO 3003121 | Glenbrook Transfer Rising Main | 2005-06-30 | 2004-05 |  |  | 91.62% | 260 | metres | 1457.6345 | 378984.9726 | 69444.3084 | 20%
2005 | Rising Main | PRO 3003121 | Glenbrook Transfer Rising Main | 2005-06-30 | 2004-05 |  |  | 91.62% | 1686 | metres | 1457.6345 | 2457571.7837 | 450319.6309 | 20%
2005 | Rising Main | PRO 3003121 | Glenbrook Transfer Rising Main | 2005-06-30 | 2004-05 |  |  | 91.62% | 1303.8966 | metres | 1457.6345 | 1900604.6151 | 348262.2866 | 20%
40057 | Rising Main | PRO20021138 | Pressure Main at PENRITH | 2009-09-01 | 2009-10 |  |  | 91.62% | 100.507 | metres | 1338.598 | 134538.4696 | 123262.5521 | 100%
40057 | Rising Main | PRO20021138 | Pressure Main at JORDAN SPRINGS | 2009-09-01 | 2009-10 |  |  | 91.62% | 37.4745 | metres | 1338.598 | 50163.2536 | 45958.9787 | 100%
40057 | Rising Main | PRO20021138 | Pressure Main at JORDAN SPRINGS | 2009-09-01 | 2009-10 |  |  | 91.62% | 17.9245 | metres | 1338.598 | 23993.7341 | 21982.7749 | 100%
40057 | Rising Main | PRO20021138 | Pressure Main at JORDAN SPRINGS | 2009-09-01 | 2009-10 |  |  | 91.62% | 6.8272 | metres | 1338.598 | 9138.9188 | 8372.9691 | 100%
40057 | Rising Main | PRO20021138 | Pressure Main at JORDAN SPRINGS | 2009-09-01 | 2009-10 |  |  | 91.62% | 5.4962 | metres | 1338.598 | 7357.1824 | 6740.5634 | 100%
40057 | Rising Main | PRO20021138 | Pressure Main at JORDAN SPRINGS | 2009-09-01 | 2009-10 |  |  | 91.62% | 14.9894 | metres | 1338.598 | 20064.8277 | 18383.1574 | 100%
40057 | Rising Main | PRO20021138 | Pressure Main at JORDAN SPRINGS | 2009-09-01 | 2009-10 |  |  | 91.62% | 19.9861 | metres | 1338.598 | 26753.3693 | 24511.12 | 100%
40057 | Rising Main | PRO20021138 | Pressure Main at JORDAN SPRINGS | 2009-09-01 | 2009-10 |  |  | 91.62% | 32.9771 | metres | 1338.598 | 44143.0947 | 40443.3804 | 100%
40057 | Rising Main | PRO20021138 | Pressure Main at CAMBRIDGE GARDENS | 2009-09-01 | 2009-10 |  |  | 91.62% | 55.0837 | metres | 1338.598 | 73734.9368 | 67555.0756 | 100%
40057 | Rising Main | PRO20021138 | Pressure Main at CAMBRIDGE GARDENS | 2009-09-01 | 2009-10 |  |  | 91.62% | 42.9167 | metres | 1338.598 | 57448.1822 | 52633.344 | 100%
40057 | Rising Main | PRO20021138 | Pressure Main at JORDAN SPRINGS | 2009-09-01 | 2009-10 |  |  | 91.62% | 12.6226 | metres | 1338.598 | 16896.5768 | 15480.4435 | 100%
40057 | Rising Main | PRO20021138 | Pressure Main at JORDAN SPRINGS | 2009-09-01 | 2009-10 |  |  | 91.62% | 5.9961 | metres | 1338.598 | 8026.3404 | 7353.638 | 100%
40057 | Rising Main | PRO20021138 | Pressure Main at CAMBRIDGE GARDENS | 2009-09-01 | 2009-10 |  |  | 91.62% | 3.0529 | metres | 1338.598 | 4086.6274 | 3744.1196 | 100%
40057 | Rising Main | PRO20021138 | Pressure Main at CAMBRIDGE GARDENS | 2009-09-01 | 2009-10 |  |  | 91.62% | 3.5136 | metres | 4416.6341 | 15518.0752 | 14217.4767 | 100%
40057 | Rising Main | PRO20021138 | Pressure Main at CAMBRIDGE GARDENS | 2009-09-01 | 2009-10 |  |  | 91.62% | 23.1627 | metres | 1338.598 | 31005.5311 | 28406.9003 | 100%
40057 | Rising Main | PRO20021138 | Pressure Main at CAMBRIDGE GARDENS | 2009-09-01 | 2009-10 |  |  | 91.62% | 22.9176 | metres | 1338.598 | 30677.4973 | 28106.3596 | 100%
40057 | Rising Main | PRO20021138 | Pressure Main at CAMBRIDGE GARDENS | 2009-09-01 | 2009-10 |  |  | 91.62% | 20.4544 | metres | 1338.598 | 27380.224 | 25085.4369 | 100%
40057 | Rising Main | PRO20021138 | Pressure Main at CRANEBROOK | 2009-09-01 | 2009-10 |  |  | 91.62% | 91.6353 | metres | 4416.6341 | 404719.7028 | 370799.3972 | 100%
40057 | Rising Main | PRO20021138 | Pressure Main at CRANEBROOK | 2009-09-01 | 2009-10 |  |  | 91.62% | 4.1971 | metres | 4416.6341 | 18537.2665 | 16983.6239 | 100%
40057 | Rising Main | PRO20021138 | Pressure Main at CRANEBROOK | 2009-09-01 | 2009-10 |  |  | 91.62% | 2.1986 | metres | 1338.598 | 2943.0636 | 2696.4 | 100%
40057 | Rising Main | PRO20021138 | Pressure Main at CRANEBROOK | 2009-09-01 | 2009-10 |  |  | 91.62% | 4.9713 | metres | 1338.598 | 6654.5327 | 6096.804 | 100%
40057 | Rising Main | PRO20021138 | Pressure Main at CAMBRIDGE GARDENS | 2009-09-01 | 2009-10 |  |  | 91.62% | 26.1356 | metres | 1338.598 | 34985.0696 | 32052.9063 | 100%
40057 | Rising Main | PRO20021138 | Pressure Main at CAMBRIDGE GARDENS | 2009-09-01 | 2009-10 |  |  | 91.62% | 18.6862 | metres | 1338.598 | 25013.3307 | 22916.9173 | 100%
40057 | Rising Main | PRO20021138 | Pressure Main at CAMBRIDGE GARDENS | 2009-09-01 | 2009-10 |  |  | 91.62% | 6.1822 | metres | 1338.598 | 8275.4921 | 7581.9079 | 100%
40057 | Rising Main | PRO20021138 | Pressure Main at CAMBRIDGE GARDENS | 2009-09-01 | 2009-10 |  |  | 91.62% | 17.053 | metres | 1338.598 | 22827.135 | 20913.9506 | 100%
40057 | Rising Main | PRO20021138 | Pressure Main at CAMBRIDGE GARDENS | 2009-09-01 | 2009-10 |  |  | 91.62% | 1.7487 | metres | 479.7932 | 839.0347 | 768.7136 | 100%
40057 | Rising Main | PRO20021138 | Pressure Main at CAMBRIDGE GARDENS | 2009-09-01 | 2009-10 |  |  | 91.62% | 6.2957 | metres | 1338.598 | 8427.4214 | 7721.1036 | 100%
40057 | Rising Main | PRO20021138 | Pressure Main at CAMBRIDGE GARDENS | 2009-09-01 | 2009-10 |  |  | 91.62% | 6.3573 | metres | 1338.598 | 8509.8926 | 7796.6628 | 100%
40057 | Rising Main | PRO20021138 | Pressure Main at CAMBRIDGE GARDENS | 2009-09-01 | 2009-10 |  |  | 91.62% | 13.6901 | metres | 4416.6341 | 60464.3196 | 55396.6933 | 100%
40057 | Rising Main | PRO20021138 | Pressure Main at PENRITH | 2009-09-01 | 2009-10 |  |  | 91.62% | 50.4613 | metres | 1338.598 | 67547.3647 | 61886.0953 | 100%
40057 | Rising Main | PRO20021138 | Pressure Main at PENRITH | 2009-09-01 | 2009-10 |  |  | 91.62% | 50.659 | metres | 1338.598 | 67812.0993 | 62128.642 | 100%
40057 | Rising Main | PRO20021138 | Pressure Main at PENRITH | 2009-09-01 | 2009-10 |  |  | 91.62% | 49.8626 | metres | 1338.598 | 66745.9123 | 61151.8141 | 100%
40057 | Rising Main | PRO20021138 | Pressure Main at PENRITH | 2009-09-01 | 2009-10 |  |  | 91.62% | 17.9606 | metres | 1338.598 | 24042.0417 | 22027.0338 | 100%
40057 | Rising Main | PRO20021138 | Pressure Main at PENRITH | 2009-09-01 | 2009-10 |  |  | 91.62% | 31.6753 | metres | 1338.598 | 42400.509 | 38846.8441 | 100%
40057 | Rising Main | PRO20021138 | Pressure Main at CRANEBROOK | 2009-09-01 | 2009-10 |  |  | 91.62% | 8.0947 | metres | 1338.598 | 10835.6065 | 9927.4543 | 100%
40057 | Rising Main | PRO20021138 | Pressure Main at CRANEBROOK | 2009-09-01 | 2009-10 |  |  | 91.62% | 2.9983 | metres | 1338.598 | 4013.5529 | 3677.1696 | 100%
40057 | Rising Main | PRO20021138 | Pressure Main at CRANEBROOK | 2009-09-01 | 2009-10 |  |  | 91.62% | 2.9976 | metres | 1338.598 | 4012.6463 | 3676.339 | 100%
40057 | Rising Main | PRO20021138 | Pressure Main at PENRITH | 2009-09-01 | 2009-10 |  |  | 91.62% | 1.7363 | metres | 1338.598 | 2324.1474 | 2129.3563 | 100%
40057 | Rising Main | PRO20021138 | Pressure Main at CRANEBROOK | 2009-09-01 | 2009-10 |  |  | 91.62% | 38.9733 | metres | 1338.598 | 52169.5585 | 47797.1315 | 100%
40057 | Rising Main | PRO20021138 | Pressure Main at CRANEBROOK | 2009-09-01 | 2009-10 |  |  | 91.62% | 11.8423 | metres | 1338.598 | 15852.1446 | 14523.5471 | 100%
40057 | Rising Main | PRO20021138 | Pressure Main at CRANEBROOK | 2009-09-01 | 2009-10 |  |  | 91.62% | 3.9977 | metres | 4416.6341 | 17656.1904 | 16176.3924 | 100%
40057 | Rising Main | PRO20021138 | Pressure Main at CRANEBROOK | 2009-09-01 | 2009-10 |  |  | 91.62% | 14.9895 | metres | 4416.6341 | 66203.244 | 60654.6279 | 100%
40057 | Rising Main | PRO20021138 | Pressure Main at CRANEBROOK | 2009-09-01 | 2009-10 |  |  | 91.62% | 7.8086 | metres | 4416.6341 | 34487.7588 | 31597.2761 | 100%
40057 | Rising Main | PRO20021138 | Pressure Main at PENRITH | 2009-09-01 | 2009-10 |  |  | 91.62% | 118.02 | metres | 1338.598 | 157981.3299 | 144740.6229 | 100%
40057 | Rising Main | PRO20021138 | Pressure Main at PENRITH | 2009-09-01 | 2009-10 |  |  | 91.62% | 7.7461 | metres | 4416.6341 | 34211.7814 | 31344.4288 | 100%
40057 | Rising Main | PRO20021138 | Pressure Main at PENRITH | 2009-09-01 | 2009-10 |  |  | 91.62% | 1.6983 | metres | 479.7932 | 814.8167 | 746.5254 | 100%
40057 | Rising Main | PRO20021138 | Pressure Main at PENRITH | 2009-09-01 | 2009-10 |  |  | 91.62% | 35.7924 | metres | 4416.6341 | 158081.725 | 144832.6037 | 100%
40057 | Rising Main | PRO20021138 | Pressure Main at PENRITH | 2009-09-01 | 2009-10 |  |  | 91.62% | 3.2819 | metres | 4416.6341 | 14494.7641 | 13279.9312 | 100%
40057 | Rising Main | PRO20021138 | Pressure Main at PENRITH | 2009-09-01 | 2009-10 |  |  | 91.62% | 63.7233 | metres | 1338.598 | 85299.9131 | 78150.7699 | 100%
40057 | Rising Main | PRO20021138 | Pressure Main at PENRITH | 2009-09-01 | 2009-10 |  |  | 91.62% | 2.4984 | metres | 4416.6341 | 11034.3468 | 10109.5378 | 100%
40057 | Rising Main | PRO20021138 | Pressure Main at PENRITH | 2009-09-01 | 2009-10 |  |  | 91.62% | 2.3987 | metres | 1338.598 | 3210.8573 | 2941.7494 | 100%
40057 | Rising Main | PRO20021138 | Pressure Main at PENRITH | 2009-09-01 | 2009-10 |  |  | 91.62% | 7.7328 | metres | 1338.598 | 10351.0491 | 9483.5085 | 100%
40057 | Rising Main | PRO20021138 | Pressure Main at PENRITH | 2009-09-01 | 2009-10 |  |  | 91.62% | 15.3234 | metres | 1338.598 | 20511.8435 | 18792.708 | 100%
40057 | Rising Main | PRO20021138 | Pressure Main at PENRITH | 2009-09-01 | 2009-10 |  |  | 91.62% | 4.9965 | metres | 1338.598 | 6688.2901 | 6127.7322 | 100%
40057 | Rising Main | PRO20021138 | Pressure Main at PENRITH | 2009-09-01 | 2009-10 |  |  | 91.62% | 12.1685 | metres | 4416.6341 | 53743.8403 | 49239.4698 | 100%
40057 | Rising Main | PRO20021138 | Pressure Main at PENRITH | 2009-09-01 | 2009-10 |  |  | 91.62% | 38.1474 | metres | 1338.598 | 51064.0638 | 46784.2903 | 100%
40057 | Rising Main | PRO20021138 | Pressure Main at PENRITH | 2009-09-01 | 2009-10 |  |  | 91.62% | 11.4718 | metres | 1338.598 | 15356.0947 | 14069.0721 | 100%
40057 | Rising Main | PRO20021138 | Pressure Main at PENRITH | 2009-09-01 | 2009-10 |  |  | 91.62% | 49.2878 | metres | 1338.598 | 65976.6068 | 60446.9855 | 100%
40057 | Rising Main | PRO20021138 | Pressure Main at PENRITH | 2009-09-01 | 2009-10 |  |  | 91.62% | 35.5343 | metres | 1338.598 | 47566.1103 | 43579.5068 | 100%
40057 | Rising Main | PRO20021138 | Pressure Main at PENRITH | 2009-09-01 | 2009-10 |  |  | 91.62% | 40.7447 | metres | 1338.598 | 54540.7663 | 49969.604 | 100%
40057 | Rising Main | PRO20021138 | Pressure Main at PENRITH | 2009-09-01 | 2009-10 |  |  | 91.62% | 50.0289 | metres | 1338.598 | 66968.6053 | 61355.8429 | 100%
40057 | Rising Main | PRO20021138 | Pressure Main at PENRITH | 2009-09-01 | 2009-10 |  |  | 91.62% | 46.4602 | metres | 1338.598 | 62191.5651 | 56979.1751 | 100%
40057 | Rising Main | PRO20021138 | Pressure Main at PENRITH | 2009-09-01 | 2009-10 |  |  | 91.62% | 10.4923 | metres | 1338.598 | 14044.9982 | 12867.861 | 100%
40057 | Rising Main | PRO20021138 | Pressure Main at PENRITH | 2009-09-01 | 2009-10 |  |  | 91.62% | 3.4974 | metres | 1338.598 | 4681.6661 | 4289.287 | 100%
40057 | Rising Main | PRO20021138 | Pressure Main at PENRITH | 2009-09-01 | 2009-10 |  |  | 91.62% | 37.3692 | metres | 1338.598 | 50022.2783 | 45829.8188 | 100%
40057 | Rising Main | PRO20021138 | Pressure Main at PENRITH | 2009-09-01 | 2009-10 |  |  | 91.62% | 5.4961 | metres | 1338.598 | 7357.0462 | 6740.4386 | 100%
40057 | Rising Main | PRO20021138 | Pressure Main at PENRITH | 2009-09-01 | 2009-10 |  |  | 91.62% | 30.0767 | metres | 1338.598 | 40260.5708 | 36886.258 | 100%
40057 | Rising Main | PRO20021138 | Pressure Main at PENRITH | 2009-09-01 | 2009-10 |  |  | 91.62% | 80.9177 | metres | 1338.598 | 108316.337 | 99238.1448 | 100%
40057 | Rising Main | PRO20021138 | Pressure Main at PENRITH | 2009-09-01 | 2009-10 |  |  | 91.62% | 50.4647 | metres | 1338.598 | 67551.9322 | 61890.28 | 100%
40057 | Rising Main | PRO20021138 | Pressure Main at PENRITH | 2009-09-01 | 2009-10 |  |  | 91.62% | 14.5046 | metres | 1338.598 | 19415.8161 | 17788.5407 | 100%
40057 | Rising Main | PRO20021138 | Pressure Main at PENRITH | 2009-09-01 | 2009-10 |  |  | 91.62% | 120.519 | metres | 1338.598 | 161326.5377 | 147805.4627 | 100%
40057 | Rising Main | PRO20021138 | Pressure Main at PENRITH | 2009-09-01 | 2009-10 |  |  | 91.62% | 83.4895 | metres | 1338.598 | 111758.8619 | 102392.1453 | 100%
40057 | Rising Main | PRO20021138 | Pressure Main at PENRITH | 2009-09-01 | 2009-10 |  |  | 91.62% | 20.8334 | metres | 4416.6341 | 92013.3445 | 84301.5362 | 100%
40057 | Rising Main | PRO20021138 | Pressure Main at PENRITH | 2009-09-01 | 2009-10 |  |  | 91.62% | 12.0677 | metres | 1338.598 | 16153.778 | 14799.9001 | 100%
40057 | Rising Main | PRO20021138 | Pressure Main at PENRITH | 2009-09-01 | 2009-10 |  |  | 91.62% | 25.6821 | metres | 1338.598 | 34378.0613 | 31496.7725 | 100%
40057 | Rising Main | PRO20021138 | Pressure Main at PENRITH | 2009-09-01 | 2009-10 |  |  | 91.62% | 12.3192 | metres | 1338.598 | 16490.4529 | 15108.3576 | 100%
40057 | Rising Main | PRO20021138 | Pressure Main at PENRITH | 2009-09-01 | 2009-10 |  |  | 91.62% | 36.2744 | metres | 1338.598 | 48556.784 | 44487.1503 | 100%
40057 | Rising Main | PRO20021138 | Pressure Main at PENRITH | 2009-09-01 | 2009-10 |  |  | 91.62% | 17.063 | metres | 1338.598 | 22840.4459 | 20926.146 | 100%
40057 | Rising Main | PRO20021138 | Pressure Main at PENRITH | 2009-09-01 | 2009-10 |  |  | 91.62% | 82.9345 | metres | 1338.598 | 111016.0233 | 101711.5654 | 100%
40057 | Rising Main | PRO20021138 | Pressure Main at PENRITH | 2009-09-01 | 2009-10 |  |  | 91.62% | 66.5323 | metres | 1338.598 | 89059.9551 | 81595.6758 | 100%
40057 | Rising Main | PRO20021138 | Pressure Main at PENRITH | 2009-09-01 | 2009-10 |  |  | 91.62% | 34.3098 | metres | 1338.598 | 45927.0493 | 42077.8185 | 100%
40057 | Rising Main | PRO20021138 | Pressure Main at PENRITH | 2009-09-01 | 2009-10 |  |  | 91.62% | 5.0203 | metres | 1338.598 | 6720.1934 | 6156.9616 | 100%
40057 | Rising Main | PRO20021138 | Pressure Main at PENRITH | 2009-09-01 | 2009-10 |  |  | 91.62% | 9.4938 | metres | 1338.598 | 12708.339 | 11643.2296 | 100%
40057 | Rising Main | PRO20021138 | Pressure Main at PENRITH | 2009-09-01 | 2009-10 |  |  | 91.62% | 4.9957 | metres | 1338.598 | 6687.1983 | 6126.7318 | 100%
40057 | Rising Main | PRO20021138 | Pressure Main at PENRITH | 2009-09-01 | 2009-10 |  |  | 91.62% | 5.5447 | metres | 1338.598 | 7422.117 | 6800.0557 | 100%
40057 | Rising Main | PRO20021138 | Pressure Main at PENRITH | 2009-09-01 | 2009-10 |  |  | 91.62% | 22.4348 | metres | 1338.598 | 30031.2133 | 27514.2419 | 100%
40057 | Rising Main | PRO20021138 | Pressure Main at PENRITH | 2009-09-01 | 2009-10 |  |  | 91.62% | 8.4017 | metres | 1338.598 | 11246.5057 | 10303.9153 | 100%
40057 | Rising Main | PRO20021138 | Pressure Main at PENRITH | 2009-09-01 | 2009-10 |  |  | 91.62% | 4.0476 | metres | 1338.598 | 5418.0584 | 4963.9609 | 100%
40057 | Rising Main | PRO20021138 | Pressure Main at PENRITH | 2009-09-01 | 2009-10 |  |  | 91.62% | 4.6336 | metres | 1338.598 | 6202.5281 | 5682.6828 | 100%
40057 | Rising Main | PRO20021138 | Pressure Main at PENRITH | 2009-09-01 | 2009-10 |  |  | 91.62% | 1.7486 | metres | 479.7932 | 838.9491 | 768.6352 | 100%
40057 | Rising Main | PRO20021138 | Pressure Main at PENRITH | 2009-09-01 | 2009-10 |  |  | 91.62% | 1.6989 | metres | 479.7932 | 815.1116 | 746.7955 | 100%
40497 | Rising Main | CASE116995WW | Pressure Main at REGENTVILLE | 2010-11-15 | 2010-11 |  |  | 91.62% | 30.2449 | metres | 1338.598 | 40485.7114 | 11544.3997 | 31.12%
40497 | Rising Main | CASE116995WW | Pressure Main at REGENTVILLE | 2010-11-15 | 2010-11 |  |  | 91.62% | 2.6889 | metres | 1338.598 | 3599.4215 | 1026.3661 | 31.12%
40497 | Rising Main | CASE116995WW | Pressure Main at REGENTVILLE | 2010-11-15 | 2010-11 |  |  | 91.62% | 2.2071 | metres | 1338.598 | 2954.3935 | 842.438 | 31.12%
40497 | Rising Main | CASE116995WW | Pressure Main at REGENTVILLE | 2010-11-15 | 2010-11 |  |  | 91.62% | 27.3922 | metres | 4416.6341 | 120981.1627 | 34497.4771 | 31.12%
40497 | Rising Main | CASE116995WW | Pressure Main at REGENTVILLE | 2010-11-15 | 2010-11 |  |  | 91.62% | 8.1998 | metres | 404.9395 | 3320.4043 | 946.805 | 31.12%
40497 | Rising Main | CASE116995WW | Pressure Main at REGENTVILLE | 2010-11-15 | 2010-11 |  |  | 91.62% | 0.19949 | metres | 479.7932 | 95.7148 | 27.2928 | 31.12%
40497 | Rising Main | CASE116995WW | Pressure Main at REGENTVILLE | 2010-11-15 | 2010-11 |  |  | 91.62% | 2.3342 | metres | 404.9395 | 945.1948 | 269.5199 | 31.12%
40497 | Rising Main | CASE116995WW | Pressure Main at REGENTVILLE | 2010-11-15 | 2010-11 |  |  | 91.62% | 2.0802 | metres | 479.7932 | 998.0727 | 284.5979 | 31.12%
40497 | Rising Main | CASE116995WW | Pressure Main at REGENTVILLE | 2010-11-15 | 2010-11 |  |  | 91.62% | 4.5463 | metres | 404.9395 | 1840.9907 | 524.9539 | 31.12%
40497 | Rising Main | CASE116995WW | Pressure Main at REGENTVILLE | 2010-11-15 | 2010-11 |  |  | 91.62% | 1.8084 | metres | 404.9395 | 732.3085 | 208.8159 | 31.12%
40497 | Rising Main | CASE116995WW | Pressure Main at REGENTVILLE | 2010-11-15 | 2010-11 |  |  | 91.62% | 66.45 | metres | 4416.6341 | 293485.2134 | 83686.5773 | 31.12%
40497 | Rising Main | CASE116995WW | Pressure Main at REGENTVILLE | 2010-11-15 | 2010-11 |  |  | 91.62% | 60.5547 | metres | 4416.6341 | 267448.1516 | 76262.174 | 31.12%
40497 | Rising Main | CASE116995WW | Pressure Main at REGENTVILLE | 2010-11-15 | 2010-11 |  |  | 91.62% | 2.0751 | metres | 1338.598 | 2777.7316 | 792.0632 | 31.12%
40497 | Rising Main | CASE116995WW | Pressure Main at REGENTVILLE | 2010-11-15 | 2010-11 |  |  | 91.62% | 2.1166 | metres | 4416.6341 | 9348.2994 | 2665.6443 | 31.12%
40057 | Rising Main | PRO20021138 | Pressure Main at JORDAN SPRINGS | 2009-09-01 | 2009-10 |  |  | 91.62% | 59.9592 | metres | 1338.598 | 80261.3287 | 73534.4785 | 100%
40057 | Rising Main | PRO20021138 | Pressure Main at JORDAN SPRINGS | 2009-09-01 | 2009-10 |  |  | 91.62% | 9.6934 | metres | 1338.598 | 12975.5633 | 11888.0574 | 100%
40057 | Rising Main | PRO20021138 | Pressure Main at JORDAN SPRINGS | 2009-09-01 | 2009-10 |  |  | 91.62% | 43.2159 | metres | 1338.598 | 57848.7288 | 53000.3201 | 100%
40057 | Rising Main | PRO20021138 | Pressure Main at JORDAN SPRINGS | 2009-09-01 | 2009-10 |  |  | 91.62% | 19.9951 | metres | 1338.598 | 26765.3764 | 24522.1208 | 100%
40057 | Rising Main | PRO20021138 | Pressure Main at JORDAN SPRINGS | 2009-09-01 | 2009-10 |  |  | 91.62% | 13.8912 | metres | 1338.598 | 18594.7071 | 17036.2504 | 100%
40057 | Rising Main | PRO20021138 | Pressure Main at JORDAN SPRINGS | 2009-09-01 | 2009-10 |  |  | 91.62% | 99.9321 | metres | 1338.598 | 133768.8812 | 122557.4642 | 100%
40057 | Rising Main | PRO20021138 | Pressure Main at JORDAN SPRINGS | 2009-09-01 | 2009-10 |  |  | 91.62% | 49.966 | metres | 1338.598 | 66884.4406 | 61278.7321 | 100%
40057 | Rising Main | PRO20021138 | Pressure Main at JORDAN SPRINGS | 2009-09-01 | 2009-10 |  |  | 91.62% | 49.966 | metres | 1338.598 | 66884.4406 | 61278.7321 | 100%
40057 | Rising Main | PRO20021138 | Pressure Main at JORDAN SPRINGS | 2009-09-01 | 2009-10 |  |  | 91.62% | 36.9746 | metres | 1338.598 | 49494.1362 | 45345.9412 | 100%
40057 | Rising Main | PRO20021138 | Pressure Main at JORDAN SPRINGS | 2009-09-01 | 2009-10 |  |  | 91.62% | 94.832 | metres | 1338.598 | 126941.9255 | 116302.6883 | 100%
40057 | Rising Main | PRO20021138 | Pressure Main at JORDAN SPRINGS | 2009-09-01 | 2009-10 |  |  | 91.62% | 7.8005 | metres | 1338.598 | 10441.6766 | 9566.5404 | 100%
40057 | Rising Main | PRO20021138 | Pressure Main at JORDAN SPRINGS | 2009-09-01 | 2009-10 |  |  | 91.62% | 6.9951 | metres | 1338.598 | 9363.6291 | 8578.8461 | 100%
40057 | Rising Main | PRO20021138 | Pressure Main at JORDAN SPRINGS | 2009-09-01 | 2009-10 |  |  | 91.62% | 67.192 | metres | 1338.598 | 89943.1158 | 82404.8172 | 100%
40057 | Rising Main | PRO20021138 | Pressure Main at JORDAN SPRINGS | 2009-09-01 | 2009-10 |  |  | 91.62% | 115.2197 | metres | 1338.598 | 154232.7991 | 141306.2634 | 100%
40057 | Rising Main | PRO20021138 | Pressure Main at JORDAN SPRINGS | 2009-09-01 | 2009-10 |  |  | 91.62% | 32.978 | metres | 1338.598 | 44144.25 | 40444.4389 | 100%
40057 | Rising Main | PRO20021138 | Pressure Main at JORDAN SPRINGS | 2009-09-01 | 2009-10 |  |  | 91.62% | 50.014 | metres | 1338.598 | 66948.6626 | 61337.5716 | 100%
40057 | Rising Main | PRO20021138 | Pressure Main at JORDAN SPRINGS | 2009-09-01 | 2009-10 |  |  | 91.62% | 49.9829 | metres | 1338.598 | 66907.0488 | 61299.4455 | 100%
40057 | Rising Main | PRO20021138 | Pressure Main at JORDAN SPRINGS | 2009-09-01 | 2009-10 |  |  | 91.62% | 49.9664 | metres | 1338.598 | 66884.9607 | 61279.2086 | 100%
40057 | Rising Main | PRO20021138 | Pressure Main at JORDAN SPRINGS | 2009-09-01 | 2009-10 |  |  | 91.62% | 36.9746 | metres | 4416.6341 | 163303.4833 | 149616.7168 | 100%
40057 | Rising Main | PRO20021138 | Pressure Main at JORDAN SPRINGS | 2009-09-01 | 2009-10 |  |  | 91.62% | 2.2906 | metres | 479.7932 | 1099.028 | 1006.9165 | 100%
40057 | Rising Main | PRO20021138 | Pressure Main at JORDAN SPRINGS | 2009-09-01 | 2009-10 |  |  | 91.62% | 49.9615 | metres | 1338.598 | 66878.4008 | 61273.1985 | 100%
40057 | Rising Main | PRO20021138 | Pressure Main at JORDAN SPRINGS | 2009-09-01 | 2009-10 |  |  | 91.62% | 167.9118 | metres | 1338.598 | 224766.3465 | 205928.2639 | 100%
40057 | Rising Main | PRO20021138 | Pressure Main at JORDAN SPRINGS | 2009-09-01 | 2009-10 |  |  | 91.62% | 39.4341 | metres | 1338.598 | 52786.4544 | 48362.3242 | 100%
40057 | Rising Main | PRO20021138 | Pressure Main at JORDAN SPRINGS | 2009-09-01 | 2009-10 |  |  | 91.62% | 68.7919 | metres | 1338.598 | 92084.7269 | 84366.9359 | 100%
40057 | Rising Main | PRO20021138 | Pressure Main at JORDAN SPRINGS | 2009-09-01 | 2009-10 |  |  | 91.62% | 7.4516 | metres | 1338.598 | 9974.7473 | 9138.7453 | 100%
40057 | Rising Main | PRO20021138 | Pressure Main at JORDAN SPRINGS | 2009-09-01 | 2009-10 |  |  | 91.62% | 58.672 | metres | 1338.598 | 78538.265 | 71955.828 | 100%
40057 | Rising Main | PRO20021138 | Pressure Main at JORDAN SPRINGS | 2009-09-01 | 2009-10 |  |  | 91.62% | 23.0404 | metres | 1338.598 | 30841.8222 | 28256.9122 | 100%
40057 | Rising Main | PRO20021138 | Pressure Main at JORDAN SPRINGS | 2009-09-01 | 2009-10 |  |  | 91.62% | 41.4932 | metres | 1338.598 | 55542.7383 | 50887.5988 | 100%
40057 | Rising Main | PRO20021138 | Pressure Main at JORDAN SPRINGS | 2009-09-01 | 2009-10 |  |  | 91.62% | 49.9671 | metres | 1338.598 | 66885.9099 | 61280.0782 | 100%
40057 | Rising Main | PRO20021138 | Pressure Main at JORDAN SPRINGS | 2009-09-01 | 2009-10 |  |  | 91.62% | 45.1681 | metres | 1338.598 | 60461.9766 | 55394.5467 | 100%
40057 | Rising Main | PRO20021138 | Pressure Main at JORDAN SPRINGS | 2009-09-01 | 2009-10 |  |  | 91.62% | 15.7512 | metres | 1338.598 | 21084.5593 | 19317.4234 | 100%
40057 | Rising Main | PRO20021138 | Pressure Main at JORDAN SPRINGS | 2009-09-01 | 2009-10 |  |  | 91.62% | 49.9671 | metres | 1338.598 | 66885.9031 | 61280.0721 | 100%
40057 | Rising Main | PRO20021138 | Pressure Main at JORDAN SPRINGS | 2009-09-01 | 2009-10 |  |  | 91.62% | 33.5081 | metres | 1338.598 | 44853.8378 | 41094.5548 | 100%
40057 | Rising Main | PRO20021138 | Pressure Main at JORDAN SPRINGS | 2009-09-01 | 2009-10 |  |  | 91.62% | 52.8015 | metres | 1338.598 | 70680.0401 | 64756.2155 | 100%
40057 | Rising Main | PRO20021138 | Pressure Main at JORDAN SPRINGS | 2009-09-01 | 2009-10 |  |  | 91.62% | 5.0606 | metres | 1338.598 | 6774.0672 | 6206.3201 | 100%
40057 | Rising Main | PRO20021138 | Pressure Main at JORDAN SPRINGS | 2009-09-01 | 2009-10 |  |  | 91.62% | 22.1076 | metres | 1338.598 | 29593.224 | 27112.9612 | 100%
40057 | Rising Main | PRO20021138 | Pressure Main at JORDAN SPRINGS | 2009-09-01 | 2009-10 |  |  | 91.62% | 1.7493 | metres | 479.7932 | 839.3239 | 768.9786 | 100%
40057 | Rising Main | PRO20021138 | Pressure Main at JORDAN SPRINGS | 2009-09-01 | 2009-10 |  |  | 91.62% | 10.1104 | metres | 1338.598 | 13533.8073 | 12399.5139 | 100%
40057 | Rising Main | PRO20021138 | Pressure Main at JORDAN SPRINGS | 2009-09-01 | 2009-10 |  |  | 91.62% | 1.6982 | metres | 479.7932 | 814.7631 | 746.4763 | 100%
40057 | Rising Main | PRO20021138 | Pressure Main at JORDAN SPRINGS | 2009-09-01 | 2009-10 |  |  | 91.62% | 34.9769 | metres | 1338.598 | 46820.0008 | 42895.9301 | 100%
40057 | Rising Main | PRO20021138 | Pressure Main at JORDAN SPRINGS | 2009-09-01 | 2009-10 |  |  | 91.62% | 14.6356 | metres | 1338.598 | 19591.2093 | 17949.2339 | 100%
40057 | Rising Main | PRO20021138 | Pressure Main at JORDAN SPRINGS | 2009-09-01 | 2009-10 |  |  | 91.62% | 30.5582 | metres | 1338.598 | 40905.1288 | 37476.7944 | 100%
40057 | Rising Main | PRO20021138 | Pressure Main at JORDAN SPRINGS | 2009-09-01 | 2009-10 |  |  | 91.62% | 56.8761 | metres | 1338.598 | 76134.2303 | 69753.2799 | 100%
40057 | Rising Main | PRO20021138 | Pressure Main at JORDAN SPRINGS | 2009-09-01 | 2009-10 |  |  | 91.62% | 32.7694 | metres | 1338.598 | 43865.0149 | 40188.607 | 100%
40057 | Rising Main | PRO20021138 | Pressure Main at JORDAN SPRINGS | 2009-09-01 | 2009-10 |  |  | 91.62% | 4.9963 | metres | 4416.6341 | 22066.9336 | 20217.4632 | 100%
40057 | Rising Main | PRO20021138 | Pressure Main at JORDAN SPRINGS | 2009-09-01 | 2009-10 |  |  | 91.62% | 13.77 | metres | 1338.598 | 18432.5058 | 16887.6435 | 100%
40057 | Rising Main | PRO20021138 | Pressure Main at JORDAN SPRINGS | 2009-09-01 | 2009-10 |  |  | 91.62% | 13.149 | metres | 1338.598 | 17601.2807 | 16126.0848 | 100%
40057 | Rising Main | PRO20021138 | Pressure Main at JORDAN SPRINGS | 2009-09-01 | 2009-10 |  |  | 91.62% | 7.1179 | metres | 1338.598 | 9527.9623 | 8729.4062 | 100%
40057 | Rising Main | PRO20021138 | Pressure Main at JORDAN SPRINGS | 2009-09-01 | 2009-10 |  |  | 91.62% | 6.7034 | metres | 1338.598 | 8973.2242 | 8221.1617 | 100%
40057 | Rising Main | PRO20021138 | Pressure Main at JORDAN SPRINGS | 2009-09-01 | 2009-10 |  |  | 91.62% | 14.9105 | metres | 1338.598 | 19959.1329 | 18286.3211 | 100%
40057 | Rising Main | PRO20021138 | Pressure Main at JORDAN SPRINGS | 2009-09-01 | 2009-10 |  |  | 91.62% | 6.4809 | metres | 1338.598 | 8675.2855 | 7948.1938 | 100%
40057 | Rising Main | PRO20021138 | Pressure Main at JORDAN SPRINGS | 2009-09-01 | 2009-10 |  |  | 91.62% | 4.9971 | metres | 1338.598 | 6689.1705 | 6128.5388 | 100%
40057 | Rising Main | PRO20021138 | Pressure Main at JORDAN SPRINGS | 2009-09-01 | 2009-10 |  |  | 91.62% | 4.9963 | metres | 1338.598 | 6688.0427 | 6127.5055 | 100%
40057 | Rising Main | PRO20021138 | Pressure Main at JORDAN SPRINGS | 2009-09-01 | 2009-10 |  |  | 91.62% | 4.9964 | metres | 1338.598 | 6688.1343 | 6127.5894 | 100%
40057 | Rising Main | PRO20021138 | Pressure Main at JORDAN SPRINGS | 2009-09-01 | 2009-10 |  |  | 91.62% | 6.7425 | metres | 1338.598 | 9025.4955 | 8269.0521 | 100%
40057 | Rising Main | PRO20021138 | Pressure Main at JORDAN SPRINGS | 2009-09-01 | 2009-10 |  |  | 91.62% | 20.1626 | metres | 1338.598 | 26989.595 | 24727.5472 | 100%
40057 | Rising Main | PRO20021138 | Pressure Main at JORDAN SPRINGS | 2009-09-01 | 2009-10 |  |  | 91.62% | 5.4544 | metres | 1338.598 | 7301.2622 | 6689.3299 | 100%
40057 | Rising Main | PRO20021138 | Pressure Main at JORDAN SPRINGS | 2009-09-01 | 2009-10 |  |  | 91.62% | 22.6063 | metres | 1338.598 | 30260.8075 | 27724.5933 | 100%
40057 | Rising Main | PRO20021138 | Pressure Main at JORDAN SPRINGS | 2009-09-01 | 2009-10 |  |  | 91.62% | 40.973 | metres | 1338.598 | 54846.4157 | 50249.6363 | 100%
40057 | Rising Main | PRO20021138 | Pressure Main at JORDAN SPRINGS | 2009-09-01 | 2009-10 |  |  | 91.62% | 39.3631 | metres | 1338.598 | 52691.3992 | 48275.2357 | 100%
40057 | Rising Main | PRO20021138 | Pressure Main at JORDAN SPRINGS | 2009-09-01 | 2009-10 |  |  | 91.62% | 5.4964 | metres | 1338.598 | 7357.4864 | 6740.8419 | 100%
40057 | Rising Main | PRO20021138 | Pressure Main at JORDAN SPRINGS | 2009-09-01 | 2009-10 |  |  | 91.62% | 44.732 | metres | 1338.598 | 59878.1119 | 54859.6168 | 100%
40057 | Rising Main | PRO20021138 | Pressure Main at JORDAN SPRINGS | 2009-09-01 | 2009-10 |  |  | 91.62% | 16.7965 | metres | 1338.598 | 22483.8192 | 20599.4088 | 100%
40057 | Rising Main | PRO20021138 | Pressure Main at JORDAN SPRINGS | 2009-09-01 | 2009-10 |  |  | 91.62% | 14.5542 | metres | 1338.598 | 19482.1631 | 17849.327 | 100%
40057 | Rising Main | PRO20021138 | Pressure Main at JORDAN SPRINGS | 2009-09-01 | 2009-10 |  |  | 91.62% | 1.7495 | metres | 479.7932 | 839.3954 | 769.0441 | 100%
40057 | Rising Main | PRO20021138 | Pressure Main at JORDAN SPRINGS | 2009-09-01 | 2009-10 |  |  | 91.62% | 21.9739 | metres | 1338.598 | 29414.1682 | 26948.9125 | 100%
40057 | Rising Main | PRO20021138 | Pressure Main at JORDAN SPRINGS | 2009-09-01 | 2009-10 |  |  | 91.62% | 39.9742 | metres | 1338.598 | 53509.4401 | 49024.7151 | 100%
40057 | Rising Main | PRO20021138 | Pressure Main at JORDAN SPRINGS | 2009-09-01 | 2009-10 |  |  | 91.62% | 41.4751 | metres | 1338.598 | 55518.5179 | 50865.4084 | 100%
40057 | Rising Main | PRO20021138 | Pressure Main at JORDAN SPRINGS | 2009-09-01 | 2009-10 |  |  | 91.62% | 5.4963 | metres | 1338.598 | 7357.2823 | 6740.6549 | 100%
40057 | Rising Main | PRO20021138 | Pressure Main at JORDAN SPRINGS | 2009-09-01 | 2009-10 |  |  | 91.62% | 65.9927 | metres | 4416.6341 | 291465.8252 | 267037.5362 | 100%
40057 | Rising Main | PRO20021138 | Pressure Main at JORDAN SPRINGS | 2009-09-01 | 2009-10 |  |  | 91.62% | 14.2273 | metres | 1338.598 | 19044.6462 | 17448.4792 | 100%
40057 | Rising Main | PRO20021138 | Pressure Main at JORDAN SPRINGS | 2009-09-01 | 2009-10 |  |  | 91.62% | 6.0235 | metres | 1338.598 | 8063.0695 | 7387.2888 | 100%
40057 | Rising Main | PRO20021138 | Pressure Main at JORDAN SPRINGS | 2009-09-01 | 2009-10 |  |  | 91.62% | 1.7495 | metres | 479.7932 | 839.3954 | 769.0441 | 100%
40057 | Rising Main | PRO20021138 | Pressure Main at JORDAN SPRINGS | 2009-09-01 | 2009-10 |  |  | 91.62% | 39.0598 | metres | 1338.598 | 52285.3304 | 47903.2003 | 100%
40057 | Rising Main | PRO20021138 | Pressure Main at JORDAN SPRINGS | 2009-09-01 | 2009-10 |  |  | 91.62% | 55.6679 | metres | 1338.598 | 74516.9585 | 68271.5546 | 100%
40057 | Rising Main | PRO20021138 | Pressure Main at JORDAN SPRINGS | 2009-09-01 | 2009-10 |  |  | 91.62% | 26.9379 | metres | 1338.598 | 36059.0483 | 33036.8728 | 100%
40057 | Rising Main | PRO20021138 | Pressure Main at JORDAN SPRINGS | 2009-09-01 | 2009-10 |  |  | 91.62% | 67.4087 | metres | 1165.0878 | 78537.0382 | 71954.704 | 100%
40057 | Rising Main | PRO20021138 | Pressure Main at JORDAN SPRINGS | 2009-09-01 | 2009-10 |  |  | 91.62% | 140.2278 | metres | 1165.0878 | 163377.6781 | 149684.6932 | 100%
40057 | Rising Main | PRO20021138 | Pressure Main at JORDAN SPRINGS | 2009-09-01 | 2009-10 |  |  | 91.62% | 47.4064 | metres | 1165.0878 | 55232.6297 | 50603.481 | 100%
40057 | Rising Main | PRO20021138 | Pressure Main at JORDAN SPRINGS | 2009-09-01 | 2009-10 |  |  | 91.62% | 36.3203 | metres | 1165.0878 | 42316.3357 | 38769.7254 | 100%
40057 | Rising Main | PRO20021138 | Pressure Main at JORDAN SPRINGS | 2009-09-01 | 2009-10 |  |  | 91.62% | 4.9972 | metres | 1165.0878 | 5822.1494 | 5334.1843 | 100%
40057 | Rising Main | PRO20021138 | Pressure Main at JORDAN SPRINGS | 2009-09-01 | 2009-10 |  |  | 91.62% | 8.3515 | metres | 1165.0878 | 9730.2516 | 8914.7412 | 100%
40057 | Rising Main | PRO20021138 | Pressure Main at JORDAN SPRINGS | 2009-09-01 | 2009-10 |  |  | 91.62% | 4.9961 | metres | 1165.0878 | 5820.8613 | 5333.0042 | 100%
40057 | Rising Main | PRO20021138 | Pressure Main at JORDAN SPRINGS | 2009-09-01 | 2009-10 |  |  | 91.62% | 15.99 | metres | 4137.5668 | 66159.7065 | 60614.7394 | 100%
40057 | Rising Main | PRO20021138 | Pressure Main at JORDAN SPRINGS | 2009-09-01 | 2009-10 |  |  | 91.62% | 1.7496 | metres | 479.7932 | 839.4472 | 769.0916 | 100%
40057 | Rising Main | PRO20021138 | Pressure Main at JORDAN SPRINGS | 2009-09-01 | 2009-10 |  |  | 91.62% | 35.0236 | metres | 1165.0878 | 40805.5729 | 37385.5825 | 100%
40057 | Rising Main | PRO20021138 | Pressure Main at JORDAN SPRINGS | 2009-09-01 | 2009-10 |  |  | 91.62% | 5.311 | metres | 1165.0878 | 6187.7823 | 5669.1729 | 100%
40057 | Rising Main | PRO20021138 | Pressure Main at JORDAN SPRINGS | 2009-09-01 | 2009-10 |  |  | 91.62% | 17.3134 | metres | 1165.0878 | 20171.6354 | 18481.0134 | 100%
40057 | Rising Main | PRO20021138 | Pressure Main at JORDAN SPRINGS | 2009-09-01 | 2009-10 |  |  | 91.62% | 10.3194 | metres | 1165.0878 | 12023.0081 | 11015.3376 | 100%
40057 | Rising Main | PRO20021138 | Pressure Main at JORDAN SPRINGS | 2009-09-01 | 2009-10 |  |  | 91.62% | 13.8038 | metres | 1165.0878 | 16082.642 | 14734.7261 | 100%
40057 | Rising Main | PRO20021138 | Pressure Main at JORDAN SPRINGS | 2009-09-01 | 2009-10 |  |  | 91.62% | 21.4294 | metres | 1165.0878 | 24967.1349 | 22874.5932 | 100%
40057 | Rising Main | PRO20021138 | Pressure Main at JORDAN SPRINGS | 2009-09-01 | 2009-10 |  |  | 91.62% | 11.1378 | metres | 1165.0878 | 12976.5165 | 11888.9307 | 100%
40057 | Rising Main | PRO20021138 | Pressure Main at JORDAN SPRINGS | 2009-09-01 | 2009-10 |  |  | 91.62% | 43.3507 | metres | 1165.0878 | 50507.4258 | 46274.3052 | 100%
40057 | Rising Main | PRO20021138 | Pressure Main at JORDAN SPRINGS | 2009-09-01 | 2009-10 |  |  | 91.62% | 4.9765 | metres | 1165.0878 | 5798.0329 | 5312.089 | 100%
40057 | Rising Main | PRO20021138 | Pressure Main at JORDAN SPRINGS | 2009-09-01 | 2009-10 |  |  | 91.62% | 17.7949 | metres | 1338.598 | 23820.2662 | 21823.8457 | 100%
40057 | Rising Main | PRO20021138 | Pressure Main at JORDAN SPRINGS | 2009-09-01 | 2009-10 |  |  | 91.62% | 10.7858 | metres | 1338.598 | 14437.8555 | 13227.7922 | 100%
40057 | Rising Main | PRO20021138 | Pressure Main at JORDAN SPRINGS | 2009-09-01 | 2009-10 |  |  | 91.62% | 1.749 | metres | 479.7932 | 839.1729 | 768.8403 | 100%
40057 | Rising Main | PRO20021138 | Pressure Main at JORDAN SPRINGS | 2009-09-01 | 2009-10 |  |  | 91.62% | 27.7078 | metres | 1338.598 | 37089.5708 | 33981.0254 | 100%
40057 | Rising Main | PRO20021138 | Pressure Main at JORDAN SPRINGS | 2009-09-01 | 2009-10 |  |  | 91.62% | 19.6981 | metres | 1338.598 | 26367.868 | 24157.9283 | 100%
40057 | Rising Main | PRO20021138 | Pressure Main at JORDAN SPRINGS | 2009-09-01 | 2009-10 |  |  | 91.62% | 10.3101 | metres | 1338.598 | 13801.0628 | 12644.3702 | 100%
40057 | Rising Main | PRO20021138 | Pressure Main at JORDAN SPRINGS | 2009-09-01 | 2009-10 |  |  | 91.62% | 2.8256 | metres | 1338.598 | 3782.3696 | 3465.3622 | 100%
40057 | Rising Main | PRO20021138 | Pressure Main at JORDAN SPRINGS | 2009-09-01 | 2009-10 |  |  | 91.62% | 28.0136 | metres | 1338.598 | 37498.9649 | 34356.1074 | 100%
40057 | Rising Main | PRO20021138 | Pressure Main at JORDAN SPRINGS | 2009-09-01 | 2009-10 |  |  | 91.62% | 19.0075 | metres | 4416.6341 | 83949.2977 | 76913.3521 | 100%
40057 | Rising Main | PRO20021138 | Pressure Main at JORDAN SPRINGS | 2009-09-01 | 2009-10 |  |  | 91.62% | 1.7487 | metres | 479.7932 | 839.0063 | 768.6876 | 100%
40057 | Rising Main | PRO20021138 | Pressure Main at JORDAN SPRINGS | 2009-09-01 | 2009-10 |  |  | 91.62% | 30.4767 | metres | 1338.598 | 40796.0853 | 37376.89 | 100%
40057 | Rising Main | PRO20021138 | Pressure Main at ST MARYS | 2009-09-01 | 2009-10 |  |  | 91.62% | 11.6639 | metres | 1165.0878 | 13589.491 | 12450.5307 | 100%
40057 | Rising Main | PRO20021138 | Pressure Main at ST MARYS | 2009-09-01 | 2009-10 |  |  | 91.62% | 3.1405 | metres | 1165.0878 | 3658.9858 | 3352.3195 | 100%
40057 | Rising Main | PRO20021138 | Pressure Main at ST MARYS | 2009-09-01 | 2009-10 |  |  | 91.62% | 4.6339 | metres | 1165.0878 | 5398.8846 | 4946.3941 | 100%
40057 | Rising Main | PRO20021138 | Pressure Main at ST MARYS | 2009-09-01 | 2009-10 |  |  | 91.62% | 2.1436 | metres | 1165.0878 | 2497.488 | 2288.1689 | 100%
40057 | Rising Main | PRO20021138 | Pressure Main at ST MARYS | 2009-09-01 | 2009-10 |  |  | 91.62% | 2.2482 | metres | 479.7932 | 1078.6605 | 988.256 | 100%
40057 | Rising Main | PRO20021138 | Pressure Main at ST MARYS | 2009-09-01 | 2009-10 |  |  | 91.62% | 55.2253 | metres | 1165.0878 | 64342.3806 | 58949.7269 | 100%
40057 | Rising Main | PRO20021138 | Pressure Main at ST MARYS | 2009-09-01 | 2009-10 |  |  | 91.62% | 26.5723 | metres | 1165.0878 | 30959.0281 | 28364.2948 | 100%
40057 | Rising Main | PRO20021138 | Pressure Main at ST MARYS | 2009-09-01 | 2009-10 |  |  | 91.62% | 58.1346 | metres | 4137.5668 | 240535.7096 | 220375.9676 | 100%
40057 | Rising Main | PRO20021138 | Pressure Main at ST MARYS | 2009-09-01 | 2009-10 |  |  | 91.62% | 5.5266 | metres | 1165.0878 | 6439.0163 | 5899.3504 | 100%
40057 | Rising Main | PRO20021138 | Pressure Main at ST MARYS | 2009-09-01 | 2009-10 |  |  | 91.62% | 5.5271 | metres | 1165.0878 | 6439.5971 | 5899.8826 | 100%
40057 | Rising Main | PRO20021138 | Pressure Main at ST MARYS | 2009-09-01 | 2009-10 |  |  | 91.62% | 82.7751 | metres | 1165.0878 | 96440.21 | 88357.3779 | 100%
40057 | Rising Main | PRO20021138 | Pressure Main at ST MARYS | 2009-09-01 | 2009-10 |  |  | 91.62% | 79.4206 | metres | 1165.0878 | 92531.974 | 84776.6984 | 100%
40057 | Rising Main | PRO20021138 | Pressure Main at ST MARYS | 2009-09-01 | 2009-10 |  |  | 91.62% | 25.3744 | metres | 1165.0878 | 29563.417 | 27085.6524 | 100%
40057 | Rising Main | PRO20021138 | Pressure Main at ST MARYS | 2009-09-01 | 2009-10 |  |  | 91.62% | 35.7078 | metres | 1165.0878 | 41602.6894 | 38115.8912 | 100%
40057 | Rising Main | PRO20021138 | Pressure Main at JORDAN SPRINGS | 2009-09-01 | 2009-10 |  |  | 91.62% | 120.4965 | metres | 4137.5668 | 498562.3799 | 456776.9463 | 100%
40057 | Rising Main | PRO20021138 | Pressure Main at ST MARYS | 2009-09-01 | 2009-10 |  |  | 91.62% | 17.1135 | metres | 1165.0878 | 19938.7853 | 18267.6788 | 100%
40057 | Rising Main | PRO20021138 | Pressure Main at ST MARYS | 2009-09-01 | 2009-10 |  |  | 91.62% | 24.041 | metres | 1165.0878 | 28009.8659 | 25662.3073 | 100%
40057 | Rising Main | PRO20021138 | Pressure Main at ST MARYS | 2009-09-01 | 2009-10 |  |  | 91.62% | 5.9541 | metres | 1165.0878 | 6937.0077 | 6355.6043 | 100%
40057 | Rising Main | PRO20021138 | Pressure Main at ST MARYS | 2009-09-01 | 2009-10 |  |  | 91.62% | 19.9875 | metres | 4137.5668 | 82699.6152 | 75768.4077 | 100%
40057 | Rising Main | PRO20021138 | Pressure Main at ST MARYS | 2009-09-01 | 2009-10 |  |  | 91.62% | 13.2922 | metres | 1165.0878 | 15486.524 | 14188.5698 | 100%
40057 | Rising Main | PRO20021138 | Pressure Main at ST MARYS | 2009-09-01 | 2009-10 |  |  | 91.62% | 7.3021 | metres | 1165.0878 | 8507.5737 | 7794.5383 | 100%
40057 | Rising Main | PRO20021138 | Pressure Main at JORDAN SPRINGS | 2009-09-01 | 2009-10 |  |  | 91.62% | 3.9083 | metres | 1165.0878 | 4553.5629 | 4171.9204 | 100%
40057 | Rising Main | PRO20021138 | Pressure Main at JORDAN SPRINGS | 2009-09-01 | 2009-10 |  |  | 91.62% | 9.7557 | metres | 1165.0878 | 11366.2634 | 10413.6359 | 100%
40057 | Rising Main | PRO20021138 | Pressure Main at JORDAN SPRINGS | 2009-09-01 | 2009-10 |  |  | 91.62% | 1.8899 | metres | 1165.0878 | 2201.8649 | 2017.3226 | 100%
40057 | Rising Main | PRO20021138 | Pressure Main at JORDAN SPRINGS | 2009-09-01 | 2009-10 |  |  | 91.62% | 33.4382 | metres | 1165.0878 | 38958.4957 | 35693.3122 | 100%
40057 | Rising Main | PRO20021138 | Pressure Main at JORDAN SPRINGS | 2009-09-01 | 2009-10 |  |  | 91.62% | 6.003 | metres | 1165.0878 | 6993.9751 | 6407.7972 | 100%
40057 | Rising Main | PRO20021138 | Pressure Main at JORDAN SPRINGS | 2009-09-01 | 2009-10 |  |  | 91.62% | 9.6805 | metres | 1165.0878 | 11278.6581 | 10333.373 | 100%
40057 | Rising Main | PRO20021138 | Pressure Main at JORDAN SPRINGS | 2009-09-01 | 2009-10 |  |  | 91.62% | 1.7423 | metres | 479.7932 | 835.9407 | 765.879 | 100%
40057 | Rising Main | PRO20021138 | Pressure Main at JORDAN SPRINGS | 2009-09-01 | 2009-10 |  |  | 91.62% | 16.7496 | metres | 1165.0878 | 19514.719 | 17879.1544 | 100%
40057 | Rising Main | PRO20021138 | Pressure Main at JORDAN SPRINGS | 2009-09-01 | 2009-10 |  |  | 91.62% | 42.1763 | metres | 1165.0878 | 49139.1418 | 45020.6996 | 100%
40057 | Rising Main | PRO20021138 | Pressure Main at JORDAN SPRINGS | 2009-09-01 | 2009-10 |  |  | 91.62% | 8.8088 | metres | 1165.0878 | 10263.0035 | 9402.8423 | 100%
40057 | Rising Main | PRO20021138 | Pressure Main at JORDAN SPRINGS | 2009-09-01 | 2009-10 |  |  | 91.62% | 1.7221 | metres | 479.7932 | 826.2357 | 756.9874 | 100%
40057 | Rising Main | PRO20021138 | Pressure Main at JORDAN SPRINGS | 2009-09-01 | 2009-10 |  |  | 91.62% | 22.9836 | metres | 1165.0878 | 26777.9486 | 24533.6393 | 100%
40057 | Rising Main | PRO20021138 | Pressure Main at JORDAN SPRINGS | 2009-09-01 | 2009-10 |  |  | 91.62% | 49.9665 | metres | 1338.598 | 66885.0519 | 61279.2922 | 100%
40057 | Rising Main | PRO20021138 | Pressure Main at JORDAN SPRINGS | 2009-09-01 | 2009-10 |  |  | 91.62% | 49.9665 | metres | 1338.598 | 66885.0519 | 61279.2922 | 100%
40057 | Rising Main | PRO20021138 | Pressure Main at JORDAN SPRINGS | 2009-09-01 | 2009-10 |  |  | 91.62% | 62.4891 | metres | 4416.6341 | 275991.5074 | 252860.1495 | 100%
40057 | Rising Main | PRO20021138 | Pressure Main at JORDAN SPRINGS | 2009-09-01 | 2009-10 |  |  | 91.62% | 63.5805 | metres | 1338.598 | 85108.6953 | 77975.5784 | 100%
40057 | Rising Main | PRO20021138 | Pressure Main at JORDAN SPRINGS | 2009-09-01 | 2009-10 |  |  | 91.62% | 67.7547 | metres | 1338.598 | 90696.2559 | 83094.8352 | 100%
40057 | Rising Main | PRO20021138 | Pressure Main at JORDAN SPRINGS | 2009-09-01 | 2009-10 |  |  | 91.62% | 9.3919 | metres | 1338.598 | 12572.0164 | 11518.3325 | 100%
40057 | Rising Main | PRO20021138 | Pressure Main at JORDAN SPRINGS | 2009-09-01 | 2009-10 |  |  | 91.62% | 1.7493 | metres | 479.7932 | 839.298 | 768.9549 | 100%
40057 | Rising Main | PRO20021138 | Pressure Main at JORDAN SPRINGS | 2009-09-01 | 2009-10 |  |  | 91.62% | 17.1457 | metres | 1338.598 | 22951.1696 | 21027.5897 | 100%
40057 | Rising Main | PRO20021138 | Pressure Main at JORDAN SPRINGS | 2009-09-01 | 2009-10 |  |  | 91.62% | 1.3831 | metres | 479.7932 | 663.5958 | 607.9786 | 100%
40057 | Rising Main | PRO20021138 | Pressure Main at JORDAN SPRINGS | 2009-09-01 | 2009-10 |  |  | 91.62% | 50.0046 | metres | 1338.598 | 66936.0613 | 61326.0264 | 100%
40057 | Rising Main | PRO20021138 | Pressure Main at JORDAN SPRINGS | 2009-09-01 | 2009-10 |  |  | 91.62% | 13.8093 | metres | 1338.598 | 18485.1243 | 16935.8519 | 100%
40057 | Rising Main | PRO20021138 | Pressure Main at JORDAN SPRINGS | 2009-09-01 | 2009-10 |  |  | 91.62% | 122.6824 | metres | 1338.598 | 164222.4578 | 150458.6703 | 100%
40057 | Rising Main | PRO20021138 | Pressure Main at JORDAN SPRINGS | 2009-09-01 | 2009-10 |  |  | 91.62% | 3.9977 | metres | 1338.598 | 5351.2511 | 4902.7529 | 100%
40057 | Rising Main | PRO20021138 | Pressure Main at JORDAN SPRINGS | 2009-09-01 | 2009-10 |  |  | 91.62% | 1.7986 | metres | 4416.6341 | 7943.7091 | 7277.9322 | 100%
40057 | Rising Main | PRO20021138 | Pressure Main at JORDAN SPRINGS | 2009-09-01 | 2009-10 |  |  | 91.62% | 188.0055 | metres | 1338.598 | 251663.7419 | 230571.339 | 100%
40057 | Rising Main | PRO20021138 | Pressure Main at JORDAN SPRINGS | 2009-09-01 | 2009-10 |  |  | 91.62% | 31.5792 | metres | 1338.598 | 42271.8543 | 38728.9722 | 100%
40057 | Rising Main | PRO20021138 | Pressure Main at JORDAN SPRINGS | 2009-09-01 | 2009-10 |  |  | 91.62% | 73.4522 | metres | 1338.598 | 98323.0204 | 90082.3865 | 100%
40057 | Rising Main | PRO20021138 | Pressure Main at JORDAN SPRINGS | 2009-09-01 | 2009-10 |  |  | 91.62% | 68.5549 | metres | 1338.598 | 91767.4767 | 84076.275 | 100%
40057 | Rising Main | PRO20021138 | Pressure Main at JORDAN SPRINGS | 2009-09-01 | 2009-10 |  |  | 91.62% | 115.4465 | metres | 1338.598 | 154536.5075 | 141584.5175 | 100%
40057 | Rising Main | PRO20021138 | Pressure Main at JORDAN SPRINGS | 2009-09-01 | 2009-10 |  |  | 91.62% | 69.0305 | metres | 1338.598 | 92404.1045 | 84659.5458 | 100%
40057 | Rising Main | PRO20021138 | Pressure Main at JORDAN SPRINGS | 2009-09-01 | 2009-10 |  |  | 91.62% | 134.3886 | metres | 1338.598 | 179892.2622 | 164815.1595 | 100%
40057 | Rising Main | PRO20021138 | Pressure Main at JORDAN SPRINGS | 2009-09-01 | 2009-10 |  |  | 91.62% | 1.7986 | metres | 479.7932 | 862.9507 | 790.6252 | 100%
40057 | Rising Main | PRO20021138 | Pressure Main at ST MARYS | 2009-09-01 | 2009-10 |  |  | 91.62% | 65.9706 | metres | 1165.0878 | 76861.5257 | 70419.6193 | 100%
40057 | Rising Main | PRO20021138 | Pressure Main at ST MARYS | 2009-09-01 | 2009-10 |  |  | 91.62% | 69.5484 | metres | 1165.0878 | 81030.0139 | 74238.7388 | 100%
40057 | Rising Main | PRO20021138 | Pressure Main at ST MARYS | 2009-09-01 | 2009-10 |  |  | 91.62% | 60.8661 | metres | 1165.0878 | 70914.385 | 64970.9194 | 100%
40057 | Rising Main | PRO20021138 | Pressure Main at ST MARYS | 2009-09-01 | 2009-10 |  |  | 91.62% | 33.5285 | metres | 1165.0878 | 39063.6301 | 35789.6351 | 100%
40057 | Rising Main | PRO20021138 | Pressure Main at ST MARYS | 2009-09-01 | 2009-10 |  |  | 91.62% | 6.8961 | metres | 1165.0878 | 8034.5054 | 7361.1186 | 100%
40057 | Rising Main | PRO20021138 | Pressure Main at ST MARYS | 2009-09-01 | 2009-10 |  |  | 91.62% | 6.527 | metres | 1165.0878 | 7604.4854 | 6967.1394 | 100%
40057 | Rising Main | PRO20021138 | Pressure Main at ST MARYS | 2009-09-01 | 2009-10 |  |  | 91.62% | 1.7489 | metres | 479.7932 | 839.0985 | 768.7721 | 100%
40057 | Rising Main | PRO20021138 | Pressure Main at ST MARYS | 2009-09-01 | 2009-10 |  |  | 91.62% | 2.1471 | metres | 1165.0878 | 2501.5412 | 2291.8824 | 100%
42340 | Rising Main | PRO20032867 | Pressure Main at MULGOA | 2015-12-02 | 2015-16 |  |  | 91.62% | 1.757 | metres | 404.9395 | 711.4654 | 651.8362 | 100%
42340 | Rising Main | PRO20032867 | Pressure Main at MULGOA | 2015-12-02 | 2015-16 |  |  | 91.62% | 4.4968 | metres | 404.9395 | 1820.9295 | 1668.314 | 100%
42340 | Rising Main | PRO20032867 | Pressure Main at MULGOA | 2015-12-02 | 2015-16 |  |  | 91.62% | 1.4989 | metres | 404.9395 | 606.9606 | 556.0901 | 100%
42340 | Rising Main | PRO20032867 | Pressure Main at MULGOA | 2015-12-02 | 2015-16 |  |  | 91.62% | 8.4957 | metres | 404.9395 | 3440.2275 | 3151.8957 | 100%
42340 | Rising Main | PRO20032867 | Pressure Main at MULGOA | 2015-12-02 | 2015-16 |  |  | 91.62% | 1.4985 | metres | 404.9395 | 606.7989 | 555.9419 | 100%
42340 | Rising Main | PRO20032867 | Pressure Main at MULGOA | 2015-12-02 | 2015-16 |  |  | 91.62% | 1.9992 | metres | 404.9395 | 809.5442 | 741.6948 | 100%
42340 | Rising Main | PRO20032867 | Pressure Main at MULGOA | 2015-12-02 | 2015-16 |  |  | 91.62% | 1.4985 | metres | 404.9395 | 606.7989 | 555.9419 | 100%
42340 | Rising Main | PRO20032867 | Pressure Main at MULGOA | 2015-12-02 | 2015-16 |  |  | 91.62% | 2.4658 | metres | 404.9395 | 998.5169 | 914.8293 | 100%
42340 | Rising Main | PRO20032867 | Pressure Main at MULGOA | 2015-12-02 | 2015-16 |  |  | 91.62% | 1.4985 | metres | 404.9395 | 606.7989 | 555.9419 | 100%
42340 | Rising Main | PRO20032867 | Pressure Main at MULGOA | 2015-12-02 | 2015-16 |  |  | 91.62% | 1.4972 | metres | 404.9395 | 606.266 | 555.4537 | 100%
42340 | Rising Main | PRO20032867 | Pressure Main at MULGOA | 2015-12-02 | 2015-16 |  |  | 91.62% | 2.75 | metres | 404.9395 | 1113.5928 | 1020.2605 | 100%
91.62%
41791 | SPS | SP1026 | SP1026 SewAmplificationPenrith | 2014-06-01 | 2013-14 |  |  | 91.62% | 1 | Pumping station | 1531169.0052 | 1531169.0052 | 1402838.9035 | 100%
39142 | SPS | SP1142 | SP1142 PENRITH | 2007-03-01 | 2006-07 |  |  | 91.62% | 1 | Pumping station | 1675588.2922 | 1675588.2922 | 1535154.1434 | 100%
41610 | SPS | SP1180 | PENRITH-S-MPIN | 2013-12-02 | 2013-14 |  |  | 91.62% | 1 | Pumping station | 2418947.5728 | 2418947.5728 | 2216211.1102 | 100%
42677 | SPS | SP1189 | SP1189 Delivery | 2016-11-03 | 2016-17 |  |  | 91.62% | 1 | Pumping station | 2640947.6292 | 2640947.6292 | 2419604.9319 | 100%
91.62%
1996 | STP | ST0046 | Plant - Preliminary Treatment, Tertiary Treatment, Sludge Processing, Chemical Dosing | 1996-06-30 | 1995-96 |  |  | 91.62% | 1 | Treatment plant | 5043966.1017 | 5043966.1017 | 4621221.989 | 100%
2000 | STP | ST0046 | Plant - Preliminary treatment, Secondary treatment, Tertiary treatment, Pumping, Sludge Processing, Chemical dosing, Odour control | 2000-06-30 | 1999-00 |  |  | 91.62% | 1 | Treatment plant | 7069031.477 | 7069031.477 | 6476562.896 | 100%
2001 | STP | ST0046 | Auto & SCADA | 2001-06-30 | 2000-01 |  |  | 91.62% | 1 | Treatment plant | 1620915.2542 | 1620915.2542 | 1485063.3538 | 100%
2002 | STP | ST0046 | RDP Plant (St Marys) | 2002-06-30 | 2001-02 |  |  | 91.62% | 1 | Treatment plant | 1389969.9961 | 1389969.9961 | 1273474.0442 | 100%
2004 | STP | ST0046 | Plant - Secondary Treatment | 2004-06-30 | 2003-04 |  |  | 91.62% | 1 | Treatment plant | 30905259.0799 | 30905259.0799 | 28315032.25 | 100%
1999 | STP | ST0046 | General Plant | 1999-06-30 | 1998-99 |  |  | 91.62% | 1 | Treatment plant | 20909375.3027 | 20909375.3027 | 19156921.9495 | 100%
[8 empty] | 91.62% |  |  |  | - | #VALUE!
1996 | Gravity Main | WN 360351 | Amplification between Winmalee Carrier Sections 2&3B | 1996-06-30 | 1995-96 |  |  | 91.62% | 106 | metres | 2890.3346 | 306375.4648 | 280697.5713 | 100%
1996 | Gravity Main | PRO 309691 | Horizontal BoreHole to eliminate SPS 858,Lawson/Hazelbrook | 1996-06-30 | 1995-96 |  |  | 91.62% | 303 | metres | 685.068 | 207575.6082 | 190178.3132 | 100%
1997 | Gravity Main | WN 360351 | Amplification Winmalee Carrier | 1997-06-30 | 1996-97 |  |  | 91.62% | 460 | metres | 4554.9065 | 2095256.9958 | 1919649.6381 | 100%
1999 | Gravity Main | PRO 360345 | Bore Hole Sandbox Road, Wentworth Falls to eliminate SPS 865 | 1999-06-30 | 1998-99 |  |  | 91.62% | 205 | metres | 1153.2224 | 236410.6004 | 216596.5914 | 100%
1999 | Gravity Main | PRO 360345 | Bore Hole Sandbox Road, Wentworth Falls to eliminate SPS 865 | 1999-06-30 | 1998-99 |  |  | 91.62% | 40 | metres | 1138.7266 | 45549.0651 | 41731.5139 | 100%
1999 | Gravity Main | PRO 360345 | Bore Hole Sandbox Road, Wentworth Falls to eliminate SPS 865 | 1999-06-30 | 1998-99 |  |  | 91.62% | 11.4262 | metres | 634.5945 | 7250.9907 | 6643.2717 | 100%
1999 | Gravity Main | PRO 360345 | Bore Hole Sandbox Road, Wentworth Falls to eliminate SPS 865 | 1999-06-30 | 1998-99 |  |  | 91.62% | 40 | metres | 565.3367 | 22613.468 | 20718.1915 | 100%
1999 | Gravity Main | PRO 360345 | Bore Hole Sandbox Road, Wentworth Falls to eliminate SPS 865 | 1999-06-30 | 1998-99 |  |  | 91.62% | 50 | metres | 634.5945 | 31729.7236 | 29070.3969 | 100%
2000 | Gravity Main | PRO 362322 | Great West Hwy Reticulation main | 2000-06-30 | 1999-00 |  |  | 91.62% | 5.386 | metres | 1025.9814 | 5525.9802 | 1468.2229 | 29%
2000 | Gravity Main | PRO 362322 | Great West Hwy Reticulation main | 2000-06-30 | 1999-00 |  |  | 91.62% | 36.2202 | metres | 497.6896 | 18026.4095 | 4789.519 | 29%
2000 | Gravity Main | PRO 362322 | Great West Hwy Reticulation main | 2000-06-30 | 1999-00 |  |  | 91.62% | 152 | metres | 864.9168 | 131467.3583 | 34930.1625 | 29%
2000 | Gravity Main | PRO 303760 | Lomond St Reticulation Sewer | 2000-06-30 | 1999-00 |  |  | 91.62% | 116 | metres | 670.0287 | 77723.327 | 17802.2979 | 25%
2000 | Gravity Main | PRO 303760 | Lomond St Reticulation Sewer | 2000-06-30 | 1999-00 |  |  | 91.62% | 60 | metres | 971.2195 | 58273.1675 | 6940.5941 | 13%
2000 | Gravity Main | PRO 303760 | Lomond St Reticulation Sewer | 2000-06-30 | 1999-00 |  |  | 91.62% | 41 | metres | 1153.2224 | 47282.1201 | 3032.3523 | 7%
2000 | Gravity Main | PRO 303760 | Lomond St Reticulation Sewer | 2000-06-30 | 1999-00 |  |  | 91.62% | 64 | metres | 1153.2224 | 73806.2362 | 4733.4279 | 7%
2000 | Gravity Main | PRO 303760 | Gates Ave Reticulation Sewer | 2000-06-30 | 1999-00 |  |  | 91.62% | 28 | metres | 634.5945 | 17768.6452 | 1790.7364 | 11%
2000 | Gravity Main | PRO 303760 | Lomond St Reticulation Sewer | 2000-06-30 | 1999-00 |  |  | 91.62% | 14 | metres | 827.872 | 11590.2077 | 637.1287 | 6%
2002 | Gravity Main | PRO 3002868 | Farnham Ave Reticulation main | 2002-06-30 | 2001-02 |  |  | 91.62% | 64 | metres | 563.7261 | 36078.4674 | 4627.653 | 14%
2002 | Gravity Main | PRO 3002804 | Lawson View Pde Reticulation main | 2002-06-30 | 2001-02 |  |  | 91.62% | 75 | metres | 497.6896 | 37326.718 | 7523.6253 | 22%
2003 | Gravity Main | CASE 27412WW | Albion St Reticulation main | 2003-06-30 | 2002-03 |  |  | 91.62% | 5.9275 | metres | 497.6896 | 2950.0755 | 1648.7228 | 61%
2003 | Gravity Main |  | SPS 709 Reticulation Sewer | 2003-06-30 | 2002-03 |  |  | 91.62% | 5.9114 | metres | 565.3367 | 3341.9055 | 3061.8142 | 100%
2003 | Gravity Main | CASE 25582WW | Lawson View Pde Reticulation main | 2003-06-30 | 2002-03 |  |  | 91.62% | 39 | metres | 497.6896 | 19409.8933 | 8891.5572 | 50%
2003 | Gravity Main |  | SPS 829 Reticulation Sewer serving Russell Ave, Valley Heights | 2003-06-30 | 2002-03 |  |  | 91.62% | 2.252 | metres | 827.872 | 1864.3445 | 1708.0904 | 100%
2003 | Gravity Main |  | SPS 835 (Upstream) Reticulation Sewer Amplification | 2003-06-30 | 2002-03 |  |  | 91.62% | 20.4815 | metres | 565.3367 | 11578.9177 | 1166.9314 | 11%
2004 | Gravity Main | CASE 43662WW | Dowling St Reticulation main, Faulconbridge | 2004-06-30 | 2003-04 |  |  | 91.62% | 14.3402 | metres | 959.9449 | 13765.814 | 7062.7624 | 56%
2004 | Gravity Main | PRO 100078721 | Shirlow Ave Reticulation Sewer | 2004-06-30 | 2003-04 |  |  | 91.62% | 59.0765 | metres | 926.1214 | 54711.9984 | 3007.5891 | 6%
2004 | Gravity Main | PRO 10007872/2 | Beefarm Rd Carrier due to development | 2004-06-30 | 2003-04 |  |  | 91.62% | 63 | metres | 1153.2224 | 72653.0138 | 6656.3831 | 10%
2004 | Gravity Main | PRO 10007872/2 | Beefarm Rd Carrier due to development | 2004-06-30 | 2003-04 |  |  | 91.62% | 51 | metres | 737.6758 | 37621.4662 | 3446.8342 | 10%
2004 | Gravity Main | PRO 10007872/2 | Beefarm Rd Carrier due to development | 2004-06-30 | 2003-04 |  |  | 91.62% | 71 | metres | 670.0287 | 47572.0363 | 4358.4936 | 10%
2004 | Gravity Main | PRO 10007872/2 | Beefarm Rd, Sasafras Gully Rd Reticulation Sewer | 2004-06-30 | 2003-04 |  |  | 91.62% | 232 | metres | 565.3367 | 131158.1143 | 12016.5511 | 10%
2004 | Gravity Main | PRO 10007872/2 | Beefarm Rd, Sasafras Gully Rd Reticulation Sewer | 2004-06-30 | 2003-04 |  |  | 91.62% | 57.959 | metres | 827.872 | 47982.591 | 4396.1081 | 10%
2005 | Gravity Main | PRO 10007871/7 | Sewer Relocation due to Development | 2005-06-30 | 2004-05 |  |  | 91.62% | 116 | metres | 565.3367 | 65579.0571 | 6609.1031 | 11%
2005 | Gravity Main | PRO 10007871/7 | Sewer Relocation due to Development | 2005-06-30 | 2004-05 |  |  | 91.62% | 86 | metres | 634.5945 | 54575.1246 | 3000.065 | 6%
2005 | Gravity Main | PRO 10007871/5 | Sewer Relocation due to Development | 2005-06-30 | 2004-05 |  |  | 91.62% | 121 | metres | 565.3367 | 68405.7406 | 6893.9782 | 11%
2005 | Gravity Main | PRO 10007871/5 | Sewer Relocation due to Development | 2005-06-30 | 2004-05 |  |  | 91.62% | 52 | metres | 827.872 | 43049.3427 | 2366.4779 | 6%
2005 | Gravity Main | PRO 10007871/5 | Sewer Relocation due to Development | 2005-06-30 | 2004-05 |  |  | 91.62% | 12.1185 | metres | 1025.9814 | 12433.3991 | 683.48 | 6%
2005 | Gravity Main | PRO 10007871/3 | Sewer Relocation due to Development | 2005-06-30 | 2004-05 |  |  | 91.62% | 88 | metres | 893.9085 | 78663.9442 | 5044.9682 | 7%
2005 | Gravity Main | PRO 10007871/3 | Sewer Relocation due to Development | 2005-06-30 | 2004-05 |  |  | 91.62% | 26 | metres | 971.2195 | 25251.7059 | 694.0594 | 3%
2005 | Gravity Main | PRO 10007871/3 | Sewer Relocation due to Development | 2005-06-30 | 2004-05 |  |  | 91.62% | 64 | metres | 670.0287 | 42881.8356 | 5893.1745 | 15%
2005 | Gravity Main | PRO 10007871/3 | Sewer Relocation due to Development | 2005-06-30 | 2004-05 |  |  | 91.62% | 7 | metres | 1153.2224 | 8072.5571 | 73.9598 | 1%
2005 | Gravity Main | PRO 10007870/3 | North St Reticulation Sewer | 2005-06-30 | 2004-05 |  |  | 91.62% | 32.9058 | metres | 926.1214 | 30474.7494 | 1675.2363 | 6%
2005 | Gravity Main | PRO 10007870/3 | North St Reticulation Sewer | 2005-06-30 | 2004-05 |  |  | 91.62% | 85 | metres | 565.3367 | 48053.6195 | 44026.1569 | 100%
2005 | Gravity Main | PRO 10007870/1 | Twynam St - North St Reticulation Sewer | 2005-06-30 | 2004-05 |  |  | 91.62% | 332 | metres | 634.5945 | 210685.3646 | 21233.0179 | 11%
2005 | Gravity Main | PRO 10007870/1 | Twynam St - North St Reticulation Sewer | 2005-06-30 | 2004-05 |  |  | 91.62% | 59 | metres | 634.5945 | 37441.0738 | 2058.1841 | 6%
38884 | Gravity Main | PRO20020073/1 | Amplification | 2006-06-16 | 2005-06 |  |  | 91.62% | 29.9364 | metres | 1162.6195 | 34804.6417 | 31887.6004 | 100%
38884 | Gravity Main | PRO20020073/1 | Amplification | 2006-06-16 | 2005-06 |  |  | 91.62% | 23.9301 | metres | 1162.6195 | 27821.5621 | 25489.7856 | 100%
38884 | Gravity Main | PRO20020073/1 | Amplification | 2006-06-16 | 2005-06 |  |  | 91.62% | 52.3385 | metres | 1162.6195 | 60849.7858 | 55749.8529 | 100%
40277 | Gravity Main | PRO20021385 | Reticulation at YELLOW ROCK | 2010-04-09 | 2009-10 |  |  | 91.62% | 126.7811 | metres | 812.2293 | 102975.3593 | 94344.8043 | 100%
40277 | Gravity Main | PRO20021385 | Reticulation at YELLOW ROCK | 2010-04-09 | 2009-10 |  |  | 91.62% | 43.4451 | metres | 812.2293 | 35287.3737 | 32329.8737 | 100%
40277 | Gravity Main | PRO20021385 | Reticulation at YELLOW ROCK | 2010-04-09 | 2009-10 |  |  | 91.62% | 146.2903 | metres | 3336.402 | 488083.2711 | 447176.1109 | 100%
40277 | Gravity Main | PRO20021385 | Reticulation at YELLOW ROCK | 2010-04-09 | 2009-10 |  |  | 91.62% | 40.3542 | metres | 812.2293 | 32776.8472 | 30029.7591 | 100%
40277 | Gravity Main | PRO20021385 | Reticulation at YELLOW ROCK | 2010-04-09 | 2009-10 |  |  | 91.62% | 1.499 | metres | 812.2293 | 1217.536 | 1115.4921 | 100%
40277 | Gravity Main | PRO20021385 | Reticulation at YELLOW ROCK | 2010-04-09 | 2009-10 |  |  | 91.62% | 2.997 | metres | 812.2293 | 2434.2621 | 2230.2421 | 100%
40277 | Gravity Main | PRO20021385 | Reticulation at YELLOW ROCK | 2010-04-09 | 2009-10 |  |  | 91.62% | 55.7095 | metres | 812.2293 | 45248.8923 | 41456.4991 | 100%
40277 | Gravity Main | PRO20021385 | Reticulation at YELLOW ROCK | 2010-04-09 | 2009-10 |  |  | 91.62% | 2.8289 | metres | 812.2293 | 2297.7317 | 2105.1546 | 100%
40851 | Gravity Main | CASE123178WW | Reticulation at KATOOMBA | 2011-11-04 | 2011-12 |  |  | 91.62% | 25.2208 | metres | 3336.402 | 84146.7856 | 71203.7072 | 92.36%
40851 | Gravity Main | CASE123178WW | Reticulation at KATOOMBA | 2011-11-04 | 2011-12 |  |  | 91.62% | 14.4846 | metres | 812.2293 | 11764.7814 | 9955.1759 | 92.36%
39600 | Gravity Main | PRO10007871/6 | Reticulation at KATOOMBA | 2008-06-01 | 2007-08 |  |  | 91.62% | 100.0588 | metres | 950.8722 | 95143.1284 | 87169.0071 | 100%
39600 | Gravity Main | PRO10007871/6 | Reticulation at KATOOMBA | 2008-06-01 | 2007-08 |  |  | 91.62% | 11.8345 | metres | 950.8722 | 11253.1415 | 10309.9949 | 100%
39600 | Gravity Main | PRO10007871/6 | Reticulation at KATOOMBA | 2008-06-01 | 2007-08 |  |  | 91.62% | 33.8591 | metres | 3592.3639 | 121634.1418 | 111439.7598 | 100%
39600 | Gravity Main | PRO10007871/6 | Reticulation at KATOOMBA | 2008-06-01 | 2007-08 |  |  | 91.62% | 67.6769 | metres | 950.8722 | 64352.082 | 58958.6151 | 100%
39600 | Gravity Main | PRO10007871/6 | Reticulation at KATOOMBA | 2008-06-01 | 2007-08 |  |  | 91.62% | 81.59 | metres | 950.8722 | 77581.6637 | 71079.4012 | 100%
39600 | Gravity Main | PRO10007871/6 | Reticulation at KATOOMBA | 2008-06-01 | 2007-08 |  |  | 91.62% | 24.0399 | metres | 950.8722 | 22858.8397 | 20942.9982 | 100%
39600 | Gravity Main | PRO10007871/6 | Reticulation at KATOOMBA | 2008-06-01 | 2007-08 |  |  | 91.62% | 29.8644 | metres | 950.8722 | 28397.252 | 26017.2259 | 100%
39600 | Gravity Main | PRO10007871/6 | Reticulation at KATOOMBA | 2008-06-01 | 2007-08 |  |  | 91.62% | 36.5566 | metres | 950.8722 | 34760.6164 | 31847.2649 | 100%
39600 | Gravity Main | PRO10007871/1 | Reticulation at KATOOMBA | 2008-06-01 | 2007-08 |  |  | 91.62% | 120.835 | metres | 3592.3639 | 434083.338 | 397702.0119 | 100%
39600 | Gravity Main | PRO10007871/6 | Reticulation at KATOOMBA | 2008-06-01 | 2007-08 |  |  | 91.62% | 51.8074 | metres | 3592.3639 | 186110.963 | 170512.6595 | 100%
39600 | Gravity Main | PRO10007871/6 | Reticulation at KATOOMBA | 2008-06-01 | 2007-08 |  |  | 91.62% | 18.1479 | metres | 950.8722 | 17256.2927 | 15810.011 | 100%
39600 | Gravity Main | PRO10007871/6 | Reticulation at KATOOMBA | 2008-06-01 | 2007-08 |  |  | 91.62% | 23.0622 | metres | 3592.3639 | 82847.8532 | 75904.2217 | 100%
39600 | Gravity Main | PRO10007871/1 | Reticulation at KATOOMBA | 2008-06-01 | 2007-08 |  |  | 91.62% | 18.5859 | metres | 950.8722 | 17672.8394 | 16191.6461 | 100%
39600 | Gravity Main | PRO10007871 | Reticulation at KATOOMBA | 2008-06-01 | 2007-08 |  |  | 91.62% | 41.0548 | metres | 950.8722 | 39037.8943 | 35766.0563 | 100%
39600 | Gravity Main | PRO10007871/1 | Reticulation at KATOOMBA | 2008-06-01 | 2007-08 |  |  | 91.62% | 20.2209 | metres | 950.8722 | 19227.4971 | 17616.0051 | 100%
39600 | Gravity Main | PRO10007871/1 | Reticulation at KATOOMBA | 2008-06-01 | 2007-08 |  |  | 91.62% | 67.4585 | metres | 3592.3639 | 242335.3492 | 222024.7761 | 100%
39600 | Gravity Main | PRO10007871/1 | Reticulation at KATOOMBA | 2008-06-01 | 2007-08 |  |  | 91.62% | 10.5904 | metres | 950.8722 | 10070.1129 | 9226.1181 | 100%
39600 | Gravity Main | PRO10007871/1 | Reticulation at KATOOMBA | 2008-06-01 | 2007-08 |  |  | 91.62% | 13.9954 | metres | 950.8722 | 13307.87 | 12192.5128 | 100%
39600 | Gravity Main | PRO10007871/1 | Reticulation at KATOOMBA | 2008-06-01 | 2007-08 |  |  | 91.62% | 10.309 | metres | 3592.3639 | 37033.5779 | 33929.7253 | 100%
39986 | Gravity Main | CASE114776WW | Section 73 | 2009-06-22 | 2008-09 |  |  | 91.62% | 2.0146 | metres | 812.2293 | 1636.3549 | 588.4059 | 39.25%
39415 | Gravity Main | WO11377503 | Reticulation at KATOOMBA | 2007-11-29 | 2007-08 |  |  | 91.62% | 35.7505 | metres | 3336.402 | 119278.0069 | 109281.0969 | 100%
39600 | Gravity Main | PRO10007871/2 | Amplification | 2008-06-01 | 2007-08 |  |  | 91.62% | 82.1269 | metres | 4641.6566 | 381204.9999 | 349255.505 | 100%
2005 | Gravity Main |  | Reticulation at WENTWORTH FALLS | 2005-06-30 | 2004-05 |  |  | 91.62% | 39.9086 | metres | 563.7261 | 22497.5102 | 20611.9524 | 100%
2005 | Gravity Main |  | Reticulation at WENTWORTH FALLS | 2005-06-30 | 2004-05 |  |  | 91.62% | 5.059 | metres | 563.7261 | 2851.8801 | 2612.8587 | 100%
2005 | Gravity Main |  | Reticulation at LEURA | 2005-06-30 | 2004-05 |  |  | 91.62% | 5.9927 | metres | 563.7261 | 3378.2175 | 3095.0829 | 100%
[5 empty] | - |  |  | 91.62% |  |  |  | - | #VALUE!
40231 | Rising Main | PRO20021385 | Pressure Main at WINMALEE | 2010-02-22 | 2009-10 |  |  | 91.62% | 23.483 | metres | 479.7932 | 11266.9591 | 10322.6545 | 100%
40231 | Rising Main | PRO20021385 | Pressure Main at WINMALEE | 2010-02-22 | 2009-10 |  |  | 91.62% | 48.3999 | metres | 3336.402 | 161481.5123 | 147947.4486 | 100%
40231 | Rising Main | PRO20021385 | Pressure Main at WINMALEE | 2010-02-22 | 2009-10 |  |  | 91.62% | 2.1603 | metres | 3336.402 | 7207.5681 | 6603.4885 | 100%
40231 | Rising Main | PRO20021385 | Pressure Main at WINMALEE | 2010-02-22 | 2009-10 |  |  | 91.62% | 44.5567 | metres | 479.7932 | 21378.0045 | 19586.2745 | 100%
40231 | Rising Main | PRO20021385 | Pressure Main at WINMALEE | 2010-02-22 | 2009-10 |  |  | 91.62% | 3.08 | metres | 1165.0878 | 3588.4269 | 3287.6742 | 100%
40231 | Rising Main | PRO20021385 | Pressure Main at WINMALEE | 2010-02-22 | 2009-10 |  |  | 91.62% | 21.4983 | metres | 479.7932 | 10314.7533 | 9450.2548 | 100%
40231 | Rising Main | PRO20021385 | Pressure Main at WINMALEE | 2010-02-22 | 2009-10 |  |  | 91.62% | 3.0809 | metres | 1165.0878 | 3589.5735 | 3288.7247 | 100%
40231 | Rising Main | PRO20021385 | Pressure Main at WINMALEE | 2010-02-22 | 2009-10 |  |  | 91.62% | 28.4975 | metres | 479.7932 | 13672.9235 | 12526.9705 | 100%
40231 | Rising Main | PRO20021385 | Pressure Main at WINMALEE | 2010-02-22 | 2009-10 |  |  | 91.62% | 161.9312 | metres | 479.7932 | 77693.4916 | 71181.8566 | 100%
40231 | Rising Main | PRO20021385 | Pressure Main at WINMALEE | 2010-02-22 | 2009-10 |  |  | 91.62% | 34.1287 | metres | 479.7932 | 16374.7066 | 15002.3122 | 100%
40231 | Rising Main | PRO20021385 | Pressure Main at WINMALEE | 2010-02-22 | 2009-10 |  |  | 91.62% | 15.0073 | metres | 565.2176 | 8482.3906 | 7771.4658 | 100%
40231 | Rising Main | PRO20021385 | Pressure Main at WINMALEE | 2010-02-22 | 2009-10 |  |  | 91.62% | 1.4993 | metres | 404.9395 | 607.136 | 556.2508 | 100%
40231 | Rising Main | PRO20021385 | Pressure Main at WINMALEE | 2010-02-22 | 2009-10 |  |  | 91.62% | 1.4987 | metres | 404.9395 | 606.8687 | 556.0059 | 100%
40231 | Rising Main | PRO20021385 | Pressure Main at WINMALEE | 2010-02-22 | 2009-10 |  |  | 91.62% | 1.9982 | metres | 404.9395 | 809.146 | 741.33 | 100%
40231 | Rising Main | PRO20021385 | Pressure Main at WINMALEE | 2010-02-22 | 2009-10 |  |  | 91.62% | 5.2655 | metres | 565.2176 | 2976.1741 | 2726.7354 | 100%
40231 | Rising Main | PRO20021385 | Pressure Main at WINMALEE | 2010-02-22 | 2009-10 |  |  | 91.62% | 1.4375 | metres | 565.2176 | 812.5094 | 744.4115 | 100%
40284 | Rising Main | PRO20021385 | Pressure Main at YELLOW ROCK | 2010-04-16 | 2009-10 |  |  | 91.62% | 156.2838 | metres | 3336.402 | 521425.6769 | 477724.0281 | 100%
40284 | Rising Main | PRO20021385 | Pressure Main at YELLOW ROCK | 2010-04-16 | 2009-10 |  |  | 91.62% | 13.4077 | metres | 404.9395 | 5429.3081 | 4974.2678 | 100%
40284 | Rising Main | PRO20021385 | Pressure Main at YELLOW ROCK | 2010-04-16 | 2009-10 |  |  | 91.62% | 4.6304 | metres | 404.9395 | 1875.0398 | 1717.8893 | 100%
40284 | Rising Main | PRO20021385 | Pressure Main at YELLOW ROCK | 2010-04-16 | 2009-10 |  |  | 91.62% | 20.9938 | metres | 404.9395 | 8501.2013 | 7788.6999 | 100%
40284 | Rising Main | PRO20021385 | Pressure Main at YELLOW ROCK | 2010-04-16 | 2009-10 |  |  | 91.62% | 21.9872 | metres | 404.9395 | 8903.4981 | 8157.2794 | 100%
40284 | Rising Main | PRO20021385 | Pressure Main at YELLOW ROCK | 2010-04-16 | 2009-10 |  |  | 91.62% | 33.1225 | metres | 404.9395 | 13412.6123 | 12288.4765 | 100%
40284 | Rising Main | PRO20021385 | Pressure Main at YELLOW ROCK | 2010-04-16 | 2009-10 |  |  | 91.62% | 66.2167 | metres | 404.9395 | 26813.7479 | 24566.4382 | 100%
40284 | Rising Main | PRO20021385 | Pressure Main at YELLOW ROCK | 2010-04-16 | 2009-10 |  |  | 91.62% | 19.3839 | metres | 404.9395 | 7849.3217 | 7191.4556 | 100%
40284 | Rising Main | PRO20021385 | Pressure Main at YELLOW ROCK | 2010-04-16 | 2009-10 |  |  | 91.62% | 86.6421 | metres | 404.9395 | 35084.7976 | 32144.276 | 100%
40284 | Rising Main | PRO20021385 | Pressure Main at YELLOW ROCK | 2010-04-16 | 2009-10 |  |  | 91.62% | 31.962 | metres | 404.9395 | 12942.6699 | 11857.9209 | 100%
40284 | Rising Main | PRO20021385 | Pressure Main at YELLOW ROCK | 2010-04-16 | 2009-10 |  |  | 91.62% | 6.7217 | metres | 404.9395 | 2721.9003 | 2493.7728 | 100%
40284 | Rising Main | PRO20021385 | Pressure Main at YELLOW ROCK | 2010-04-16 | 2009-10 |  |  | 91.62% | 99.8493 | metres | 404.9395 | 40432.9137 | 37044.1565 | 100%
40284 | Rising Main | PRO20021385 | Pressure Main at YELLOW ROCK | 2010-04-16 | 2009-10 |  |  | 91.62% | 25.1033 | metres | 404.9395 | 10165.3343 | 9313.3589 | 100%
40284 | Rising Main | PRO20021385 | Pressure Main at YELLOW ROCK | 2010-04-16 | 2009-10 |  |  | 91.62% | 20.7412 | metres | 404.9395 | 8398.9249 | 7694.9955 | 100%
40284 | Rising Main | PRO20021385 | Pressure Main at YELLOW ROCK | 2010-04-16 | 2009-10 |  |  | 91.62% | 71.4483 | metres | 404.9395 | 28932.2581 | 26507.3921 | 100%
40284 | Rising Main | PRO20021385 | Pressure Main at YELLOW ROCK | 2010-04-16 | 2009-10 |  |  | 91.62% | 46.1334 | metres | 404.9395 | 18681.2385 | 17115.5294 | 100%
40284 | Rising Main | PRO20021385 | Pressure Main at YELLOW ROCK | 2010-04-16 | 2009-10 |  |  | 91.62% | 27.9438 | metres | 404.9395 | 11315.5293 | 10367.1539 | 100%
40284 | Rising Main | PRO20021385 | Pressure Main at YELLOW ROCK | 2010-04-16 | 2009-10 |  |  | 91.62% | 150.0135 | metres | 404.9395 | 60746.4071 | 55655.1385 | 100%
40284 | Rising Main | PRO20021385 | Pressure Main at YELLOW ROCK | 2010-04-16 | 2009-10 |  |  | 91.62% | 86.5442 | metres | 404.9395 | 35045.1586 | 32107.9591 | 100%
40284 | Rising Main | PRO20021385 | Pressure Main at YELLOW ROCK | 2010-04-16 | 2009-10 |  |  | 91.62% | 18.1488 | metres | 404.9395 | 7349.1727 | 6733.2249 | 100%
40284 | Rising Main | PRO20021385 | Pressure Main at YELLOW ROCK | 2010-04-16 | 2009-10 |  |  | 91.62% | 18.5369 | metres | 404.9395 | 7506.3104 | 6877.1926 | 100%
40284 | Rising Main | PRO20021385 | Pressure Main at YELLOW ROCK | 2010-04-16 | 2009-10 |  |  | 91.62% | 14.1457 | metres | 404.9395 | 5728.1475 | 5248.0609 | 100%
40284 | Rising Main | PRO20021385 | Pressure Main at YELLOW ROCK | 2010-04-16 | 2009-10 |  |  | 91.62% | 85.7812 | metres | 404.9395 | 34736.1992 | 31824.8942 | 100%
40284 | Rising Main | PRO20021385 | Pressure Main at YELLOW ROCK | 2010-04-16 | 2009-10 |  |  | 91.62% | 23.4612 | metres | 404.9395 | 9500.3854 | 8704.1406 | 100%
40284 | Rising Main | PRO20021385 | Pressure Main at YELLOW ROCK | 2010-04-16 | 2009-10 |  |  | 91.62% | 51.1089 | metres | 404.9395 | 20696.001 | 18961.431 | 100%
40284 | Rising Main | PRO20021385 | Pressure Main at YELLOW ROCK | 2010-04-16 | 2009-10 |  |  | 91.62% | 2.4976 | metres | 404.9395 | 1011.3704 | 926.6056 | 100%
40284 | Rising Main | PRO20021385 | Pressure Main at YELLOW ROCK | 2010-04-16 | 2009-10 |  |  | 91.62% | 26.9619 | metres | 404.9395 | 10917.9398 | 10002.8871 | 100%
40284 | Rising Main | PRO20021385 | Pressure Main at YELLOW ROCK | 2010-04-16 | 2009-10 |  |  | 91.62% | 170.0941 | metres | 3336.402 | 567502.3842 | 519938.9615 | 100%
40284 | Rising Main | PRO20021385 | Pressure Main at YELLOW ROCK | 2010-04-16 | 2009-10 |  |  | 91.62% | 28.4494 | metres | 404.9395 | 11520.2938 | 10554.7567 | 100%
40284 | Rising Main | PRO20021385 | Pressure Main at YELLOW ROCK | 2010-04-16 | 2009-10 |  |  | 91.62% | 51.1168 | metres | 404.9395 | 20699.2058 | 18964.3671 | 100%
40284 | Rising Main | PRO20021385 | Pressure Main at YELLOW ROCK | 2010-04-16 | 2009-10 |  |  | 91.62% | 107.5082 | metres | 404.9395 | 43534.3065 | 39885.6158 | 100%
40284 | Rising Main | PRO20021385 | Pressure Main at YELLOW ROCK | 2010-04-16 | 2009-10 |  |  | 91.62% | 127.5517 | metres | 404.9395 | 51650.7232 | 47321.7807 | 100%
40284 | Rising Main | PRO20021385 | Pressure Main at YELLOW ROCK | 2010-04-16 | 2009-10 |  |  | 91.62% | 102.1073 | metres | 404.9395 | 41347.2623 | 37881.8719 | 100%
40284 | Rising Main | PRO20021385 | Pressure Main at YELLOW ROCK | 2010-04-16 | 2009-10 |  |  | 91.62% | 66.1961 | metres | 404.9395 | 26805.412 | 24558.801 | 100%
40284 | Rising Main | PRO20021385 | Pressure Main at YELLOW ROCK | 2010-04-16 | 2009-10 |  |  | 91.62% | 42.3936 | metres | 404.9395 | 17166.8409 | 15728.0563 | 100%
40284 | Rising Main | PRO20021385 | Pressure Main at YELLOW ROCK | 2010-04-16 | 2009-10 |  |  | 91.62% | 40.0417 | metres | 404.9395 | 16214.4598 | 14855.496 | 100%
40284 | Rising Main | PRO20021385 | Pressure Main at YELLOW ROCK | 2010-04-16 | 2009-10 |  |  | 91.62% | 16.5972 | metres | 404.9395 | 6720.8585 | 6157.5709 | 100%
40284 | Rising Main | PRO20021385 | Pressure Main at YELLOW ROCK | 2010-04-16 | 2009-10 |  |  | 91.62% | 96.9461 | metres | 404.9395 | 39257.3241 | 35967.0953 | 100%
40284 | Rising Main | PRO20021385 | Pressure Main at YELLOW ROCK | 2010-04-16 | 2009-10 |  |  | 91.62% | 113.1256 | metres | 404.9395 | 45809.0065 | 41969.6691 | 100%
40284 | Rising Main | PRO20021385 | Pressure Main at YELLOW ROCK | 2010-04-16 | 2009-10 |  |  | 91.62% | 59.1642 | metres | 404.9395 | 23957.9086 | 21949.952 | 100%
40284 | Rising Main | PRO20021385 | Pressure Main at YELLOW ROCK | 2010-04-16 | 2009-10 |  |  | 91.62% | 1.998 | metres | 404.9395 | 809.0793 | 741.2689 | 100%
40284 | Rising Main | PRO20021385 | Pressure Main at YELLOW ROCK | 2010-04-16 | 2009-10 |  |  | 91.62% | 99.6919 | metres | 404.9395 | 40369.1766 | 36985.7614 | 100%
40284 | Rising Main | PRO20021385 | Pressure Main at YELLOW ROCK | 2010-04-16 | 2009-10 |  |  | 91.62% | 40.402 | metres | 404.9395 | 16360.3658 | 14989.1733 | 100%
40284 | Rising Main | PRO20021385 | Pressure Main at YELLOW ROCK | 2010-04-16 | 2009-10 |  |  | 91.62% | 24.2846 | metres | 404.9395 | 9833.7931 | 9009.6048 | 100%
40284 | Rising Main | PRO20021385 | Pressure Main at YELLOW ROCK | 2010-04-16 | 2009-10 |  |  | 91.62% | 44.9804 | metres | 404.9395 | 18214.3328 | 16687.756 | 100%
40284 | Rising Main | PRO20021385 | Pressure Main at YELLOW ROCK | 2010-04-16 | 2009-10 |  |  | 91.62% | 27.6405 | metres | 404.9395 | 11192.7118 | 10254.6299 | 100%
40284 | Rising Main | PRO20021385 | Pressure Main at YELLOW ROCK | 2010-04-16 | 2009-10 |  |  | 91.62% | 16.9219 | metres | 404.9395 | 6852.3353 | 6278.0285 | 100%
40284 | Rising Main | PRO20021385 | Pressure Main at YELLOW ROCK | 2010-04-16 | 2009-10 |  |  | 91.62% | 28.1171 | metres | 404.9395 | 11385.7146 | 10431.4568 | 100%
40284 | Rising Main | PRO20021385 | Pressure Main at YELLOW ROCK | 2010-04-16 | 2009-10 |  |  | 91.62% | 8.8148 | metres | 404.9395 | 3569.4711 | 3270.3071 | 100%
40284 | Rising Main | PRO20021385 | Pressure Main at YELLOW ROCK | 2010-04-16 | 2009-10 |  |  | 91.62% | 25.2974 | metres | 404.9395 | 10243.9208 | 9385.3589 | 100%
40284 | Rising Main | PRO20021385 | Pressure Main at YELLOW ROCK | 2010-04-16 | 2009-10 |  |  | 91.62% | 27.1105 | metres | 404.9395 | 10978.1192 | 10058.0228 | 100%
40284 | Rising Main | PRO20021385 | Pressure Main at YELLOW ROCK | 2010-04-16 | 2009-10 |  |  | 91.62% | 25.7164 | metres | 404.9395 | 10413.6022 | 9540.819 | 100%
39416 | Rising Main | WNA58792 | Pressure Main at FAULCONBRIDGE | 2007-11-30 | 2007-08 |  |  | 91.62% | 2.9974 | metres | 404.9395 | 1213.7467 | 1112.0204 | 100%
40284 | Rising Main | PRO20021385 | Pressure Main at WINMALEE | 2010-04-16 | 2009-10 |  |  | 91.62% | 30.2153 | metres | 404.9395 | 12235.376 | 11209.9065 | 100%
40284 | Rising Main | PRO20021385 | Pressure Main at WINMALEE | 2010-04-16 | 2009-10 |  |  | 91.62% | 38.195 | metres | 404.9395 | 15466.6735 | 14170.3831 | 100%
40284 | Rising Main | PRO20021385 | Pressure Main at YELLOW ROCK | 2010-04-16 | 2009-10 |  |  | 91.62% | 30.586 | metres | 404.9395 | 12385.469 | 11347.42 | 100%
40284 | Rising Main | PRO20021385 | Pressure Main at WINMALEE | 2010-04-16 | 2009-10 |  |  | 91.62% | 13.4538 | metres | 404.9395 | 5447.9893 | 4991.3833 | 100%
40284 | Rising Main | PRO20021385 | Pressure Main at WINMALEE | 2010-04-16 | 2009-10 |  |  | 91.62% | 49.3703 | metres | 404.9395 | 19991.9879 | 18316.4225 | 100%
40284 | Rising Main | PRO20021385 | Pressure Main at WINMALEE | 2010-04-16 | 2009-10 |  |  | 91.62% | 40.3153 | metres | 404.9395 | 16325.2528 | 14957.0032 | 100%
40284 | Rising Main | PRO20021385 | Pressure Main at WINMALEE | 2010-04-16 | 2009-10 |  |  | 91.62% | 2.9973 | metres | 404.9395 | 1213.7364 | 1112.0109 | 100%
40284 | Rising Main | PRO20021385 | Pressure Main at WINMALEE | 2010-04-16 | 2009-10 |  |  | 91.62% | 54.6742 | metres | 404.9395 | 22139.735 | 20284.1629 | 100%
40284 | Rising Main | PRO20021385 | Pressure Main at WINMALEE | 2010-04-16 | 2009-10 |  |  | 91.62% | 28.1521 | metres | 404.9395 | 11399.9087 | 10444.4613 | 100%
40284 | Rising Main | PRO20021385 | Pressure Main at WINMALEE | 2010-04-16 | 2009-10 |  |  | 91.62% | 17.87 | metres | 565.2176 | 10100.4366 | 9253.9003 | 100%
40284 | Rising Main | PRO20021385 | Pressure Main at WINMALEE | 2010-04-16 | 2009-10 |  |  | 91.62% | 14.1465 | metres | 565.2176 | 7995.8746 | 7325.7256 | 100%
40284 | Rising Main | PRO20021385 | Pressure Main at WINMALEE | 2010-04-16 | 2009-10 |  |  | 91.62% | 4.1271 | metres | 565.2176 | 2332.6831 | 2137.1766 | 100%
40284 | Rising Main | PRO20021385 | Pressure Main at WINMALEE | 2010-04-16 | 2009-10 |  |  | 91.62% | 1.4482 | metres | 565.2176 | 818.5593 | 749.9544 | 100%
40284 | Rising Main | PRO20021385 | Pressure Main at WINMALEE | 2010-04-16 | 2009-10 |  |  | 91.62% | 22.1374 | metres | 565.2176 | 12512.4752 | 11463.7816 | 100%
40284 | Rising Main | PRO20021385 | Pressure Main at WINMALEE | 2010-04-16 | 2009-10 |  |  | 91.62% | 13.0853 | metres | 565.2176 | 7396.0289 | 6776.154 | 100%
40284 | Rising Main | PRO20021385 | Pressure Main at WINMALEE | 2010-04-16 | 2009-10 |  |  | 91.62% | 7.8475 | metres | 565.2176 | 4435.5646 | 4063.8117 | 100%
40284 | Rising Main | PRO20021385 | Pressure Main at WINMALEE | 2010-04-16 | 2009-10 |  |  | 91.62% | 1.3644 | metres | 565.2176 | 771.1643 | 706.5316 | 100%
40284 | Rising Main | PRO20021385 | Pressure Main at WINMALEE | 2010-04-16 | 2009-10 |  |  | 91.62% | 6.5611 | metres | 565.2176 | 3708.4684 | 3397.6549 | 100%
40284 | Rising Main | PRO20021385 | Pressure Main at WINMALEE | 2010-04-16 | 2009-10 |  |  | 91.62% | 13.6046 | metres | 565.2176 | 7689.5464 | 7045.0713 | 100%
40284 | Rising Main | PRO20021385 | Pressure Main at WINMALEE | 2010-04-16 | 2009-10 |  |  | 91.62% | 1.1181 | metres | 565.2176 | 631.9951 | 579.0265 | 100%
40284 | Rising Main | PRO20021385 | Pressure Main at WINMALEE | 2010-04-16 | 2009-10 |  |  | 91.62% | 2.8552 | metres | 565.2176 | 1613.8247 | 1478.5671 | 100%
40284 | Rising Main | PRO20021385 | Pressure Main at WINMALEE | 2010-04-16 | 2009-10 |  |  | 91.62% | 45.2785 | metres | 404.9395 | 18335.0619 | 16798.3665 | 100%
40284 | Rising Main | PRO20021385 | Pressure Main at WINMALEE | 2010-04-16 | 2009-10 |  |  | 91.62% | 124.1485 | metres | 404.9395 | 50272.6452 | 46059.202 | 100%
40284 | Rising Main | PRO20021385 | Pressure Main at WINMALEE | 2010-04-16 | 2009-10 |  |  | 91.62% | 114.628 | metres | 565.2176 | 64789.7321 | 59359.585 | 100%
40284 | Rising Main | PRO20021385 | Pressure Main at WINMALEE | 2010-04-16 | 2009-10 |  |  | 91.62% | 18.2163 | metres | 565.2176 | 10296.2002 | 9433.2566 | 100%
40284 | Rising Main | PRO20021385 | Pressure Main at WINMALEE | 2010-04-16 | 2009-10 |  |  | 91.62% | 53.4634 | metres | 565.2176 | 30218.4612 | 27685.7961 | 100%
40284 | Rising Main | PRO20021385 | Pressure Main at WINMALEE | 2010-04-16 | 2009-10 |  |  | 91.62% | 77.351 | metres | 404.9395 | 31322.4766 | 28697.282 | 100%
40284 | Rising Main | PRO20021385 | Pressure Main at WINMALEE | 2010-04-16 | 2009-10 |  |  | 91.62% | 0.68514 | metres | 565.2176 | 387.2549 | 354.7983 | 100%
40284 | Rising Main | PRO20021385 | Pressure Main at YELLOW ROCK | 2010-04-16 | 2009-10 |  |  | 91.62% | 158.5641 | metres | 404.9395 | 64208.8836 | 58827.4185 | 100%
40284 | Rising Main | PRO20021385 | Pressure Main at YELLOW ROCK | 2010-04-16 | 2009-10 |  |  | 91.62% | 41.2093 | metres | 404.9395 | 16687.2707 | 15288.6798 | 100%
40284 | Rising Main | PRO20021385 | Pressure Main at YELLOW ROCK | 2010-04-16 | 2009-10 |  |  | 91.62% | 55.8567 | metres | 404.9395 | 22618.5738 | 20722.8694 | 100%
40284 | Rising Main | PRO20021385 | Pressure Main at YELLOW ROCK | 2010-04-16 | 2009-10 |  |  | 91.62% | 76.1612 | metres | 404.9395 | 30840.6679 | 28255.8546 | 100%
40284 | Rising Main | PRO20021385 | Pressure Main at YELLOW ROCK | 2010-04-16 | 2009-10 |  |  | 91.62% | 2.4976 | metres | 404.9395 | 1011.3785 | 926.613 | 100%
40284 | Rising Main | PRO20021385 | Pressure Main at YELLOW ROCK | 2010-04-16 | 2009-10 |  |  | 91.62% | 15.1909 | metres | 404.9395 | 6151.4099 | 5635.8489 | 100%
40284 | Rising Main | PRO20021385 | Pressure Main at YELLOW ROCK | 2010-04-16 | 2009-10 |  |  | 91.62% | 20.8441 | metres | 404.9395 | 8440.5818 | 7733.1611 | 100%
40284 | Rising Main | PRO20021385 | Pressure Main at YELLOW ROCK | 2010-04-16 | 2009-10 |  |  | 91.62% | 38.7109 | metres | 404.9395 | 15675.5851 | 14361.7854 | 100%
40284 | Rising Main | PRO20021385 | Pressure Main at YELLOW ROCK | 2010-04-16 | 2009-10 |  |  | 91.62% | 75.3833 | metres | 404.9395 | 30525.6607 | 27967.2487 | 100%
40284 | Rising Main | PRO20021385 | Pressure Main at YELLOW ROCK | 2010-04-16 | 2009-10 |  |  | 91.62% | 52.9345 | metres | 404.9395 | 21435.2723 | 19638.7426 | 100%
[5 empty] | - |  |  | 91.62% |  |  |  | - | #VALUE!
[5 empty] | - |  |  | 91.62% |  |  |  | - | #VALUE!
2003 | SPS | Sewerfix | Banjo Place, Winmalee | 2003-06-30 | 2002-03 |  |  | 91.62% | 1 | pumping station | 949586.8733 | 949586.8733 | 87000.0244 | 10%
2003 | SPS | Sewerfix | SPS 990 Green Pde, Valley Heights | 2003-06-30 | 2002-03 |  |  | 91.62% | 1 | pumping station | 882047.6602 | 882047.6602 | 80812.1617 | 10%
2002 | SPS | Sewerfix | SPS Amplification - SPS 704 | 2002-06-30 | 2001-02 |  |  | 91.62% | 1 | pumping station | 918857.3608 | 918857.3608 | 84184.6229 | 10%
2002 | SPS | Sewerfix | SPS Amplification - SPS 715 | 2002-06-30 | 2001-02 |  |  | 91.62% | 1 | pumping station | 730044.5671 | 730044.5671 | 167214.546 | 25%
2002 | SPS | Sewerfix | SPS 837 Operational Storage Amplification | 2002-06-30 | 2001-02 |  |  | 91.62% | 1 | pumping station | 448801.639 | 448801.639 | 41118.6745 | 10%
2002 | SPS | Sewerfix | SPS Amplification - SPS 711 | 2002-06-30 | 2001-02 |  |  | 91.62% | 1 | pumping station | 839470.2367 | 839470.2367 | 38455.6343 | 5%
2002 | SPS | Sewerfix | Birdwood Avenue, Winmalee | 2002-06-30 | 2001-02 |  |  | 91.62% | 1 | pumping station | 918857.3608 | 918857.3608 | 84184.6229 | 10%
2003 | SPS | Sewerfix | SPS 835 Operational Storage Amplification | 2003-06-30 | 2002-03 |  |  | 91.62% | 1 | pumping station | 571413.6663 | 571413.6663 | 104704.4864 | 20%
2003 | SPS | Sewerfix | Frederica Street, Lawson | 2003-06-30 | 2002-03 |  |  | 91.62% | 1 | pumping station | 730044.5671 | 730044.5671 | 66885.8184 | 10%
2003 | SPS | Sewerfix | SPS Amplification - SPS 830 | 2003-06-30 | 2002-03 |  |  | 91.62% | 1 | pumping station | 448801.639 | 448801.639 | 41118.6745 | 10%
2003 | SPS | Sewerfix | SPS Amplification - SPS 708 | 2003-06-30 | 2002-03 |  |  | 91.62% | 1 | pumping station | 1118804.5494 | 1118804.5494 | 153755.3211 | 15%
2003 | SPS | Sewerfix | SPS Amplification - SPS 709 | 2003-06-30 | 2002-03 |  |  | 91.62% | 1 | pumping station | 840824.7899 | 840824.7899 | 154070.7423 | 20%
2003 | SPS | Sewerfix | Emma Parade, Winmalee | 2003-06-30 | 2002-03 |  |  | 91.62% | 1 | pumping station | 1198264.1527 | 1198264.1527 | 109783.5421 | 10%
39414 | SPS |  | Pumping Station - Sewage | 2007-11-28 | 2007-08 |  |  | 91.62% | 1 | pumping station | 720689.2892 | 720689.2892 | 660286.9891 | 100%
[5 empty] | - |  |  | 91.62% |  |  |  | -
1996 | STP |  | Plant - General, Preliminary treatment, Secondary treatment, Tertiary treatment, Sludge Processing, Chemical dosing, Odour control | 1996-06-30 | 1995-96 |  |  | 91.62% | 1 | treatment | 31861699.7579 | 31861699.7579 | 29191311.8687 | 100%
1999 | STP |  | Plant - General, Preliminary treatment, Secondary treatment, Tertiary treatment, Sludge Processing, SCADA | 1999-06-30 | 1998-99 |  |  | 91.62% | 1 | treatment | 4153685.23 | 4153685.23 | 3805557.2011 | 100%
2002 | STP |  | RDP Plant | 2002-06-30 | 2001-02 |  |  | 91.62% | 1 | treatment | 509032.464 | 509032.464 | 466369.5132 | 100%
[5 empty] | - |  |  | 91.62% |  |  |  | - | #VALUE!
38854 | Gravity Main |  | Reticulation at WARRAGAMBA | 2006-05-17 | 2005-06 |  |  | 91.62% | 10.6618 | metres | 1162.6195 | 12395.5863 | 11356.6893 | 100%
38991 | Gravity Main | PRO10004109 | Reticulation at WARRAGAMBA | 2006-10-01 | 2006-07 |  |  | 91.62% | 22.4468 | metres | 1162.6195 | 26097.0669 | 23909.8236 | 100%
38991 | Gravity Main | PRO10004109 | Reticulation at WARRAGAMBA | 2006-10-01 | 2006-07 |  |  | 91.62% | 12.2026 | metres | 1162.6195 | 14187.0137 | 12997.9739 | 100%
38854 | Gravity Main |  | Reticulation at WARRAGAMBA | 2006-05-17 | 2005-06 |  |  | 91.62% | 5.9457 | metres | 1162.6195 | 6912.5862 | 6333.2296 | 100%
38854 | Gravity Main |  | Reticulation at WARRAGAMBA | 2006-05-17 | 2005-06 |  |  | 91.62% | 5.9443 | metres | 1162.6195 | 6911.0104 | 6331.7859 | 100%
38991 | Gravity Main | PRO10004109 | Reticulation at WARRAGAMBA | 2006-10-01 | 2006-07 |  |  | 91.62% | 61.4531 | metres | 3875.3912 | 238154.669 | 218194.4865 | 100%
38991 | Gravity Main | PRO10004109 | Reticulation at WARRAGAMBA | 2006-10-01 | 2006-07 |  |  | 91.62% | 0.61502 | metres | 1162.6195 | 715.0375 | 655.1089 | 100%
38991 | Gravity Main | PRO10004109 | Reticulation at WARRAGAMBA | 2006-10-01 | 2006-07 |  |  | 91.62% | 9.3721 | metres | 1162.6195 | 10896.2302 | 9982.997 | 100%
38991 | Gravity Main | PRO10004109 | Reticulation at WARRAGAMBA | 2006-10-01 | 2006-07 |  |  | 91.62% | 0.61425 | metres | 1162.6195 | 714.1342 | 654.2813 | 100%
38991 | Gravity Main | PRO10004109 | Reticulation at WARRAGAMBA | 2006-10-01 | 2006-07 |  |  | 91.62% | 12.6491 | metres | 1162.6195 | 14706.0632 | 13473.5209 | 100%
38991 | Gravity Main | PRO10004109 | Reticulation at WARRAGAMBA | 2006-10-01 | 2006-07 |  |  | 91.62% | 1.0806 | metres | 1162.6195 | 1256.2732 | 1150.9826 | 100%
38991 | Gravity Main | PRO10004109 | Reticulation at WARRAGAMBA | 2006-10-01 | 2006-07 |  |  | 91.62% | 5.1911 | metres | 1162.6195 | 6035.2798 | 5529.4519 | 100%
38991 | Gravity Main | PRO10004109 | Reticulation at WARRAGAMBA | 2006-10-01 | 2006-07 |  |  | 91.62% | 3.3065 | metres | 1162.6195 | 3844.1933 | 3522.0043 | 100%
2005 | Gravity Main | PRO10008321 | Reticulation at WARRAGAMBA | 2005-06-30 | 2004-05 |  |  | 91.62% | 17.8935 | metres | 563.7261 | 10087.0599 | 9241.6448 | 100%
2005 | Gravity Main | PRO10008321 | Reticulation at WARRAGAMBA | 2005-06-30 | 2004-05 |  |  | 91.62% | 21.4894 | metres | 563.7261 | 12114.1078 | 11098.8021 | 100%
2005 | Gravity Main | PRO10008321 | Reticulation at WARRAGAMBA | 2005-06-30 | 2004-05 |  |  | 91.62% | 19.0245 | metres | 563.7261 | 10724.5959 | 9825.7478 | 100%
2005 | Gravity Main | PRO10008321 | Reticulation at WARRAGAMBA | 2005-06-30 | 2004-05 |  |  | 91.62% | 16.6737 | metres | 563.7261 | 9399.3768 | 8611.5977 | 100%
[5 empty] | - |  |  | 91.62%
38838 | SPS |  | Pumping Station - Sewage | 2006-05-01 | 2005-06 |  |  | 91.62% | 1 | pumping station | 1488215.1126 | 1488215.1126 | 1363485.056 | 100%
[5 empty] | - |  |  | 91.62%
1996 | STP |  | Plant - General, Preliminary treatment, Primary treatment, Secondary treatment, Tertiary treatment, Sludge Processing, Chemical dosing | 1996-06-30 | 1995-96 |  |  | 91.62% | 1 | treatment | 13772745.7627 | 13772745.7627 | 12618426.509 | 100%
1999 | STP |  | Plant - Primary Treatment, Tertiary Treatment, Chemical Dosing, SCADA | 1999-06-30 | 1998-99 |  |  | 91.62% | 1 | treatment | 303472.155 | 303472.155 | 278037.5933 | 100%
2001 | STP |  | Lagoon Liner | 2001-06-30 | 2000-01 |  |  | 91.62% | 1 | treatment | 238750.6053 | 238750.6053 | 218740.4762 | 100%
2002 | STP |  | Plant - Secondary Treatment, RDP Plant | 2002-06-30 | 2001-02 |  |  | 91.62% | 1 | treatment | 2539989.8762 | 2539989.8762 | 2327108.6346 | 100%
-
-
-
-
Note on C21: Greg McLennan: Eg, name or identification number.
Note on D21: Greg McLennan: Address nexus to DSP, eg, mains pipe required to transport water from point 'A' to point 'B' to facilitate water distribution in region '1', '2', and '3'.
Note on I21: Greg McLennan: This is not the capacity of the asset in ETs, but the number of ETs which the asset will service. The intention is to apportion the cost of the asset over the ETs which will receive a service from the asset.

## Uncommissioned assets
POST-1996 UNCOMMISSIONED ASSETS WITH A NEXUS TO THE SERVICE FOR WHICH THE MAXIMUM PRICE IS BEING CALCULATED
Consideration must be given to the principles regarding asset exclusions presented on the 'Asset exclusions' worksheet before they are entered into the register.
|  | Hyperlink to the 'Asset exclusions' worksheet: |  | Asset exclusions'!A1
Where this template is being used to calculate the maximum price for connecting to a Recycled Water System, refer to the following provisions of the Recycled Water Developer Charges Determination:
(a) Schedule 1, clause 2 (where the Recycled Water System is a Least Cost Servicing Solution); and
(b) Schedule 2, clause 2.2 (where the Recycled Water System is not a Least Cost Servicing Solution).
These provisions may affect the calculation of the capital charge.
Date range for assets
|  | Start date |  | 2021-07-01 |  | check
[6 empty] | Gravity main | 291346645.8615
[6 empty] | Rising main | 551421526.1516
|  | Register of uncommissioned assets |  |  |  | SPS | 472700603.3529
[6 empty] | STP | 1173408984
|  | General inputs |  |  |  | Service potential inputs |  |  | Asset value inputs
|  | Identifier | Description | Date commissioned | Financial year of commissioning | DSP areas serviced by asset | Expected system-wide ETs to be serviced by this asset | Proportion of asset cost to be recovered via this DSP | Number of units or length of asset (A) | Unit of measure in (A) | MEERA value per unit/measure of length (B) ($ as at 1 July 2020) | Total MEERA value (A x B) ($, $2020-21) | MEERA value to be recovered via DSP ($, $2020-21) | Growth %
2026 | Gravity main | [6 empty] | 100%
2022 | Gravity main |  | 751 m of DN225 gravity sewer from MH 1086870 to MH 1272032 To reduce spilling at private MH1272032 | 2022-06-30 | 2021-22 |  |  | 100% | 1 | gravity mains | 4200101 | 4200101 | 4200101 | 100%
2022 | Gravity main |  | 165 m of DN225 gravity sewer from DSOF009 to MH1085007 | 2022-06-30 | 2021-22 |  |  | 100% | 1 | gravity mains | 957069 | 957069 | 957069 | 100%
2022 | Gravity main |  | 226 m of DN525 gravity sewer from MH 1084342 to MH 1087482 To reduce spilling at private MH1087482 | 2022-06-30 | 2021-22 |  |  | 100% | 1 | gravity mains | 2464320 | 2464320 | 2464320 | 100%
2022 | Gravity main |  | 160 m of DN450 gravity sewer from MH 1084138 to MH 1087263 To reduce spilling at private MH1087263 | 2022-06-30 | 2021-22 |  |  | 100% | 1 | gravity mains | 5024938 | 5024938 | 5024938 | 100%
2023 | Gravity main |  | 450 m DN450 duplicate gravity mains downstream Glenmore Park - Stage 3 and Extension | 2023-06-30 | 2022-23 |  |  | 100% | 1 | gravity mains | 7603156 | 7603156 | 7603156 | 100%
2022 | Gravity main |  | New ERS at MH 1059311 To reduce spilling at privateMH1062035 | 2022-06-30 | 2021-22 |  |  | 100% | 1 | gravity mains | 1283822 | 1283822 | 1283822 | 100%
2026 | Rising main |  | 8.5 km DN750 new rising main | 2026-06-30 | 2025-26 |  |  | 100% | 1 | rising mains |  | - | - | 100%
2026 | Rising main |  | DN600 new rising main | 2026-06-30 | 2025-26 |  |  | 100% | 1 | rising mains | 11064448 | 11064448 | 11064448 | 100%
2023 | SPS | SP1026 | Upgrade from 125 L/s to 384 L/s Glenmore Park - Stage 3 and Extension | 2023-06-30 | 2022-23 |  |  | 100% | 1 | pumping station | 17382286 | 17382286 | 17382286 | 100%
2023 | SPS | SP1026 | 582 kL additional dry weather storage Glenmore Park - Stage 3 and Extension | 2023-06-30 | 2022-23 |  |  | 100% | 1 | pumping station | 13477631 | 13477631 | 13477631 | 100%
2023 | SPS | SP0906 | Upgrade from 215 L/s to 559 L/s | 2023-06-30 | 2022-23 |  |  | 100% | 1 | pumping station | 21261638 | 21261638 | 21261638 | 100%
2023 | SPS | SP0906 | 288 kL additional dry weather storage | 2023-06-30 | 2022-23 |  |  | 100% | 1 | pumping station | 7380908 | 7380908 | 7380908 | 100%
2026 | SPS |  | New SPS | 2026-06-30 | 2025-26 |  |  | 100% | 1 | pumping station |  | - | - | 100%
2026 | SPS |  | New SPS_ 2.5 ML dry weather storage | 2026-06-30 | 2025-26 |  |  | 100% | 1 | pumping station |  | - | - | 100%
2022 | SPS |  | Generators at SP0901, SP0902, SP0903 and SP1180 | 2022-06-30 | 2021-22 |  |  | 100% | 1 | pumping station | 1815453 | 1815453 | 1815453 | 100%
2026 | SPS |  | Generators at SP0889 and SP0897 | 2026-06-30 | 2025-26 |  |  | 100% | 1 | pumping station | 1150405 | 1150405 | 1150405 | 100%
[5 empty] | - |  |  | 100% |  |  |  | - | - | 100%
[5 empty] | - |  |  | 100% |  |  |  | - | - | 100%
2023 | STP | ST0046 | Penrith WRP dewatering upgrade | 2023-06-30 | 2022-23 |  |  | 100% | 1 | treatment | 24343200 | 24343200 | 7789824 | 32%
2024 | STP | ST0046 | Penrith Stage 7 Aeration Upgrade | 2024-06-30 | 2023-24 |  |  | 100% | 1 | treatment | 45530800 | 45530800 | 9106160 | 20%
2025 | STP | ST0046 | TN compliance assessment | 2025-06-30 | 2024-25 |  |  | 100% | 1 | treatment | 350000 | 350000 | 350000 | 100%
2027 | STP | ST0046 | Staged advanced treatment infrastructure (RO assumed) | 2027-06-30 | 2026-27 |  |  | 100% | 1 | treatment | 24780000 | 24780000 | 24780000 | 100%
2032 | STP | ST0046 | Additional 5 ML/d RO capacity | 2032-06-30 | 2031-32 |  |  | 100% | 1 | treatment | 5310000 | 5310000 | 5310000 | 100%
2022 | STP | ST0046 | Investment 1 - Conversion of aerobic digestion to anaerobic digestion with biogas recovery and co-generation. Primary sludge removal from Stage 7 liquids stream. Primary sludge pumping, build of 3x new anaerobic digesters with all ancillaries etc. | 2022-06-30 | 2021-22 |  |  | 100% | 1 | treatment | 200000 | 200000 | 60000 | 30%
2027 | STP | ST0046 | Investment 2 - Conversion of aerobic digestion to anaerobic digestion with biogas recovery and co-generation. Primary sludge removal from Stage 7 liquids stream. Primary sludge pumping, build of 3x new anaerobic digesters with all ancillaries etc. | 2027-06-30 | 2026-27 |  |  | 100% | 1 | treatment | 500000 | 500000 | 150000 | 30%
2030 | STP | ST0046 | Investment 3 - Conversion of aerobic digestion to anaerobic digestion with biogas recovery and co-generation. Primary sludge removal from Stage 7 liquids stream. Primary sludge pumping, build of 3x new anaerobic digesters with all ancillaries etc. | 2030-06-30 | 2029-30 |  |  | 100% | 1 | treatment | 85000000 | 85000000 | 25500000 | 30%
[5 empty] | - |  |  | 100% |  |  |  | - | - | 100%
2022 | Rising main |  | 1390 m of DN 100 rising main to service new growth areas in Silverdale: EDR140145, EDR140143, EDO164141 | 2022-06-30 | 2021-22 |  |  | 100% | 1 | Rising mains | 5573563 | 5573563 | 5573563 | 100%
2026 | Rising main |  | 1350 m of DN 100 rising main to service a new growth area in Wallacia: WOL-WAL 100 | 2026-06-30 | 2025-26 |  |  | 100% | 1 | Rising mains | 4854966 | 4854966 | 4854966 | 100%
[5 empty] | - | [6 empty] | - | - | 100%
2022 | SPS |  | New SPS at 3 L/s - Servicing new growth areas in Silverdale: EDR140145, EDR140143, EDO164141 | 2022-06-30 | 2021-22 |  |  | 100% | 1 | Pumping station | 1510661.0387 | 1510661.0387 | 1510661.0387 | 100%
2026 | SPS |  | New SPS at 3 L/s - Servicing a new growth areas in Wallacia: WOL-WAL 100 | 2026-06-30 | 2025-26 |  |  | 100% | 1 | Pumping station | 1546603.9142 | 1546603.9142 | 1546603.9142 | 100%
[5 empty] | - | [6 empty] | - | - | 100%
2025 | Gravity main | Cosgrove Creek catchment | 12.6km DN225-DN600 trunk gravity mains – Stage 1 | 2025-06-30 | 2024-25 |  |  | 100% | 1 | gravity mains | 30273872.1399 | 30273872.1399 | 30273872.1399 | 100%
2023 | Gravity main | Badgerys Ck catchment | 14km DN375-DN750 Trunk main – Stage 1 | 2023-06-30 | 2022-23 |  |  | 100% | 1 | gravity mains | 68562941.8534 | 68562941.8534 | 68562941.8534 | 100%
2027 | Gravity main | Kemps Creek catchment | 2.8km DN 375 trunk gravity main – stage 3 | 2027-06-30 | 2026-27 |  |  | 100% | 1 | gravity mains | 28362776.338 | 28362776.338 | 28362776.338 | 100%
[5 empty] | - |  |  | 100% |  |  |  | - | - | 100%
2025 | Gravity main | Agribusiness precinct catchment | 6km of gravity sewer DN300-DN375 | 2025-06-30 | 2024-25 |  |  | 100% | 1 | gravity mains | 15154524.0106 | 15154524.0106 | 15154524.0106 | 100%
2027 | Gravity main | Thompson Creek catchment | 7.5km DN375-DN900 trunk main – Stage1 | 2027-06-30 | 2026-27 |  |  | 100% | 1 | gravity mains | 38417186.5129 | 38417186.5129 | 38417186.5129 | 100%
2023 | Gravity main | Lowes Creek catchment | Lowes Creek Carrier Sect 1 | 2023-06-30 | 2022-23 |  |  | 100% | 1 | gravity mains | 7698905.1944 | 7698905.1944 | 7698905.1944 | 100%
2025 | Gravity main | South Creek Catchment | Trunk Gravity Mains – Stage 1 and Stage 2 | 2025-06-30 | 2024-25 |  |  | 100% | 1 | gravity mains | 19825093.9526 | 19825093.9526 | 19825093.9526 | 100%
[5 empty] | - | [6 empty] | - | - | 100%
2025 | Rising main | Badgerys Creek catchment | 1.1km DN 450 rising main to AWRC – Stage 2 | 2025-06-30 | 2024-25 |  |  | 100% | 1 | rising mains | 47786766.4392 | 47786766.4392 | 47786766.4392 | 100%
2027 | Rising main | Thompson Creek catchment | 4km DN450 pressure main to AWRC – Stage 2 | 2027-06-30 | 2026-27 |  |  | 100% | 1 | rising mains | 8908307.6079 | 8908307.6079 | 8908307.6079 | 100%
[5 empty] | - |  |  | 100% |  |  |  | - | - | 100%
2023 | Rising main | Lowes Creek catchment | Rising main – Stage 1 | 2023-06-30 | 2022-23 |  |  | 100% | 1 | rising mains | 7698905.1944 | 7698905.1944 | 7698905.1944 | 100%
2025 | Rising main | South Creek Catchment | Rising main – Stage 1 and Stage 2 | 2025-06-30 | 2024-25 |  |  | 100% | 1 | rising mains | 2473614.2696 | 2473614.2696 | 2473614.2696 | 100%
2023 | Rising main | Badgerys Creek catchment | Rising main for two lift pumps – Stage 1 | 2023-06-30 | 2022-23 |  |  | 100% | 1 | rising mains | 8202971.2713 | 8202971.2713 | 8202971.2713 | 100%
2027 | Rising main | Kemps Creek catchment | rising main to AWRC – stage 3 | 2027-06-30 | 2026-27 |  |  | 100% | 1 | rising mains | 4337793.0758 | 4337793.0758 | 4337793.0758 | 100%
2025 | Rising main | Mamre Rd precinct catchment | Rising main to USC AWRC - Stage 2 | 2025-06-30 | 2024-25 |  |  | 100% | 1 | rising mains | 24321376.0365 | 24321376.0365 | 24321376.0365 | 100%
2028 | Rising main | North Luddenham precinct catchment | SP_CC1 rising main, 2.5km DN300 – stage 2 | 2028-06-30 | 2027-28 |  |  | 100% | 1 | rising mains | 17963350.4745 | 17963350.4745 | 17963350.4745 | 100%
2025 | Rising main | Cosgrove Creek catchment | SP_CC2 rising main, 4km DN525 – Stage 1 | 2025-06-30 | 2024-25 |  |  | 100% | 1 | rising mains | 12564385.6205 | 12564385.6205 | 12564385.6205 | 100%
2027 | Rising main | Lowes Creek catchment | SP1209 rising main – 2.5km DN750 to Thompson Creek network and pump amplification – Stage 2 | 2027-06-30 | 2026-27 |  |  | 100% | 1 | rising mains | 50642288.4683 | 50642288.4683 | 50642288.4683 | 100%
2027 | Rising main | Thompson Creek catchment | 10km DN750 pressure main to treatment works – Stage 1 | 2027-06-30 | 2026-27 |  |  | 100% | 1 | rising mains | 18096492.2888 | 18096492.2888 | 18096492.2888 | 100%
2025 | Rising main | Agribusiness precinct catchment | 2.5km, DN200 rising main | 2025-06-30 | 2024-25 |  |  | 100% | 1 | rising mains | 1790501.7012 | 1790501.7012 | 1790501.7012 | 100%
[5 empty] | - | [6 empty] | - | - | 100%
2025 | SPS | Agribusiness precinct catchment | AB_SP1 to deliver 80 l/s to adjacent Cosgrove creek carrier | 2025-06-30 | 2024-25 |  |  | 100% | 1 | pumping station | 3054974.2882 | 3054974.2882 | 3054974.2882 | 100%
2023 | SPS | Badgerys Creek catchment | BC_SP1, BC_SP2 pump and Civil works – Stage1 | 2023-06-30 | 2022-23 |  |  | 100% | 1 | pumping station | 20100331.8753 | 20100331.8753 | 20100331.8753 | 100%
2025 | SPS | Badgerys Creek catchment | BC_SP3 pump and civil works – Stage2 | 2025-06-30 | 2024-25 |  |  | 100% | 1 | pumping station | 97813233.5608 | 97813233.5608 | 97813233.5608 | 100%
[5 empty] | - |  |  | 100% |  |  |  | - | - | 100%
2025 | SPS | South Creek Catchment | Pump Stations – Stage 1 and Stage 2 | 2025-06-30 | 2024-25 |  |  | 100% | 1 | pumping station | 5201291.7778 | 5201291.7778 | 5201291.7778 | 100%
2028 | SPS | Cosgrove Creek catchment | SP_CC1 to deliver 90 l/s to SPCC2 – Stage2 | 2028-06-30 | 2027-28 |  |  | 100% | 1 | pumping station | 2161742.2395 | 2161742.2395 | 2161742.2395 | 100%
2025 | SPS | North Luddenham precinct catchment | SP_CC2 to deliver 90 l/s to AWRC – Stage 1 | 2025-06-30 | 2024-25 |  |  | 100% | 1 | pumping station | 2036649.5255 | 2036649.5255 | 2036649.5255 | 100%
2027 | SPS | Kemps Creek catchment | SP_KC1– stage 3 | 2027-06-30 | 2026-27 |  |  | 100% | 1 | pumping station | 2098413.2085 | 2098413.2085 | 2098413.2085 | 100%
2023 | SPS | Lowes Creek catchment | SP1209 – Stage 1 | 2023-06-30 | 2022-23 |  |  | 100% | 1 | pumping station | 19772305.1802 | 19772305.1802 | 19772305.1802 | 100%
2022 | SPS | Kemps Creek catchment | SP1211 and carriers – Stage 1 | 2022-06-30 | 2021-22 |  |  | 100% | 1 | pumping station | 7203474.7634 | 7203474.7634 | 7203474.7634 | 100%
2023 | SPS | Mamre Rd precinct catchment | SP1221 - Stage 1 | 2023-06-30 | 2022-23 |  |  | 100% | 1 | pumping station | 25905884 | 25905884 | 25905884 | 100%
2023 | SPS | Mamre Rd precinct catchment | SP1222 - Stage 1 | 2023-06-30 | 2022-23 |  |  | 100% | 1 | pumping station | 25905884 | 25905884 | 25905884 | 100%
2025 | SPS | Kemps Creek catchment | SPS1211 upgrade and carrier extension – Stage 2 | 2025-06-30 | 2024-25 |  |  | 100% | 1 | pumping station | 3308881.8031 | 3308881.8031 | 3308881.8031 | 100%
2027 | SPS | Thompson Creek catchment | TC_SP1 – Stage 1 | 2027-06-30 | 2026-27 |  |  | 100% | 1 | pumping station | 10489280.1365 | 10489280.1365 | 10489280.1365 | 100%
2027 | SPS | Thompson Creek catchment | TC_SP2 – Stage 2 | 2027-06-30 | 2026-27 |  |  | 100% | 1 | pumping station | 8088733.4538 | 8088733.4538 | 8088733.4538 | 100%
2026 | SPS | SP1198 | Storage at SP1198, DWF Contingency | 2026-06-30 | 2025-26 |  |  | 100% | 1 | pumping station | 2160000 | 2160000 | 2160000 | 100%
[5 empty] | - | [6 empty] | - | - | 100%
2025 | STP | New plant at Upper South Creek | Stage 1 plant | 2025-06-30 | 2024-25 |  |  | 100% | 1 | Treatment | 672870000 | 672870000 | 672870000 | 100%
|  |  |  | 2023-06-30 | 2022-23 |  |  | 100% |  |  |  | - | - | 100%
2022 | STP | New plant at Upper South Creek | Land acquistion (land + land stamp duty) | 2022-06-30 | 2021-22 |  |  | 100% | 1 | Treatment | 130724000 | 130724000 | 130724000 | 100%
2025 | STP | New plant at Upper South Creek | Brine transfer main to Malabar | 2025-06-30 | 2024-25 |  |  | 100% | 1 | Treatment | 156266000 | 156266000 | 156266000 | 100%
2025 | STP | New plant at Upper South Creek | Effluent pipeline to Hawkesbury-Nepean | 2025-06-30 | 2024-25 |  |  | 100% | 1 | Treatment | 140503000 | 140503000 | 140503000 | 100%
2026 | Gravity main |  | Orchard Hills within Precinct (Total of 12.2 km) of trunk sewer DN300 | 2026-06-30 | 2025-26 |  |  | 100% | 1 | gravity mains | 1854957.9946 | 1854957.9946 | 1854957.9946 | 100%
2026 | Gravity main |  | Orchard Hills within Precinct (Total of 12.2 km) of trunk sewer DN375 | 2026-06-30 | 2025-26 |  |  | 100% | 1 | gravity mains | 19088719.9808 | 19088719.9808 | 19088719.9808 | 100%
2026 | Gravity main |  | Orchard Hills within Precinct (Total of 12.2 km) of trunk sewer DN450 | 2026-06-30 | 2025-26 |  |  | 100% | 1 | gravity mains | 31123489.3298 | 31123489.3298 | 31123489.3298 | 100%
2026 | Gravity main |  | Orchard Hills within Precinct (Total of 12.2 km) of trunk sewer DN525 | 2026-06-30 | 2025-26 |  |  | 100% | 1 | gravity mains | 961346.6368 | 961346.6368 | 961346.6368 | 100%
2026 | Gravity main |  | Orchard Hills within Precinct (Total of 12.2 km) of trunk sewer DN600 | 2026-06-30 | 2025-26 |  |  | 100% | 1 | gravity mains | 8320569.1646 | 8320569.1646 | 8320569.1646 | 100%
2026 | Gravity main |  | Orchard Hills within Precinct (Total of 12.2 km) of trunk sewer DN750 | 2026-06-30 | 2025-26 |  |  | 100% | 1 | gravity mains | 168856.7532 | 168856.7532 | 168856.7532 | 100%
2026 | Rising main |  | 2x8.9 km of DN750 rising main | 2026-06-30 | 2025-26 |  |  | 100% | 1 | rising main | 292067324 | 292067324 | 292067324 | 100%
2026 | Rising main |  | 4.9 km (in total) of DN450 rising main Orchard Hills within Precinct | 2026-06-30 | 2025-26 |  |  | 100% | 1 | rising main | 9251225.7923 | 9251225.7923 | 9251225.7923 | 100%
2026 | Rising main |  | 4.9 km (in total) of DN300 rising main Orchard Hills within Precinct | 2026-06-30 | 2025-26 |  |  | 100% | 1 | rising main | 4036296.3328 | 4036296.3328 | 4036296.3328 | 100%
2026 | Rising main |  | 4.9 km (in total) of DN750 rising main Orchard Hills within Precinct | 2026-06-30 | 2025-26 |  |  | 100% | 1 | rising main | 19786950.5783 | 19786950.5783 | 19786950.5783 | 100%
2026 | SPS |  | SPS G | 2026-06-30 | 2025-26 |  |  | 100% | 1 | pumping station | 70588242.095 | 70588242.095 | 70588242.095 | 100%
2026 | SPS |  | SPS E | 2026-06-30 | 2025-26 |  |  | 100% | 1 | pumping station | 18621402.1127 | 18621402.1127 | 18621402.1127 | 100%
2026 | SPS |  | SPS F | 2026-06-30 | 2025-26 |  |  | 100% | 1 | pumping station | 28442893.7576 | 28442893.7576 | 28442893.7576 | 100%
2026 | SPS |  | SPS D | 2026-06-30 | 2025-26 |  |  | 100% | 1 | pumping station | 54221399.622 | 54221399.622 | 54221399.622 | 100%
[5 empty] | - | [6 empty] | - | -
[5 empty] | - | [6 empty] | - | -
[5 empty] | - | [6 empty] | - | -
[5 empty] | - | [6 empty] | - | -
[5 empty] | - | [6 empty] | - | -
[5 empty] | - | [6 empty] | - | -
[5 empty] | - | [6 empty] | - | -
[5 empty] | - | [6 empty] | - | -
[5 empty] | - | [6 empty] | - | -
[5 empty] | - | [6 empty] | - | -
[5 empty] | - | [6 empty] | - | -
[5 empty] | - | [6 empty] | - | -
[5 empty] | - | [6 empty] | - | -
[5 empty] | - | [6 empty] | - | -
[5 empty] | - | [6 empty] | - | -
[5 empty] | - | [6 empty] | - | -
[5 empty] | - | [6 empty] | - | -
[5 empty] | - | [6 empty] | - | -
[5 empty] | - | [6 empty] | - | -
[5 empty] | - | [6 empty] | - | -
[5 empty] | - | [6 empty] | - | -
[5 empty] | - | [6 empty] | - | -
[5 empty] | - | [6 empty] | - | -
[5 empty] | - | [6 empty] | - | -
[5 empty] | - | [6 empty] | - | -
[5 empty] | - | [6 empty] | - | -
Note on C21: Greg McLennan: Eg, name or identification number.
Note on D21: Greg McLennan: Address nexus to DSP, eg, mains pipe required to transport water from point 'A' to point 'B' to facilitate water distribution in region '1', '2', and '3'.
Note on I21: Greg McLennan: This is not the capacity of the asset in ETs, but the number of ETs which the asset will service. The intention is to apportion the cost of the asset over the ETs which will receive a service from the asset.

## ET inputs
EQUIVALENT TENEMENTS (ETs) SINCE 1 JULY 1996 RELATING TO THE DSP UNDER CONSIDERATION
ET consumption assumption (kL/year) |  | 137.5208 | Input entered at $H$36 on the 'General inputs' worksheet.
|  | Single dwelling |  | Multi dwelling |  | Non-residential |  | Commercial |  | Light industrial |  | Non-res 4 |  | Non-res 5 |  | Non-res 6 |  | Non-res 7 |  | Non-res 8
Consumption assumption |  | kL/year/ property | 137.5208 | kL/year/ property | 93.7 | kL/hectare/year | N/A | kL/property/year | 5000 | kL/hectare/year | 20000 | kL/property/year | 5000 | kL/hectare/year | 20000 | kL/property/year | 5000 | kL/hectare/year | 20000 | kL/property/year | 5000
| Total new ETs in DSP area | Annual take-up of single residential dwellings | ETs | Annual take-up of multi-dwelling residential units | ETs | Annual water consumption | ETs | Annual take-up of properties for Commercial | ETs | Annual take-up of hectares for Light industrial | ETs | Annual take-up of properties for Non-res 4 | ETs | Annual take-up of hectares for Non-res 5 | ETs | Annual take-up of properties for Non-res 6 | ETs | Annual take-up of hectares for Non-res 7 | ETs | Annual take-up of properties for Non-res 8 | ETs |  | Do not delete section below - this is where the user can enter alternative consumption assumption options for non-residential customer groups. |  |  | Total ET in Nepean River Wastewater
1995-96 | 574.9863 |  | 439.5 |  | 74.9824 |  | 60.5039 | 0 | 0 | 0 | 0 | 0 | 0 | 0 | 0 | 0 | 0 | 0 | 0 | 0 | 0 | 1 | kL/property/year | properties |  | Total ETs by 1970 | 28703.0925
1996-97 | 1857.6806 |  | 794 |  | 173.5994 |  | 890.0813 | 0 | 0 | 0 | 0 | 0 | 0 | 0 | 0 | 0 | 0 | 0 | 0 | 0 | 0 | 2 | kL/hectare/year | hectares |  | Total ETs at 31 Dec 1995 | 68540.9315
1997-98 | 2237.5514 |  | 1003 |  | 148.2644 |  | 1086.2869 | 0 | 0 | 0 | 0 | 0 | 0 | 0 | 0 | 0 | 0 | 0 | 0 | 0 | 0 | 3 |  |  |  | Total ETs at end of review period | 342176.2649
1998-99 | 1190.9121 |  | 944 |  | 115.2951 |  | 131.617 | 0 | 0 | 0 | 0 | 0 | 0 | 0 | 0 | 0 | 0 | 0 | 0 | 0 | 0 | 4 |  |  | Provide plural notation for the units of measure entered at $AJ$12 to $AJ$18.
1999-00 | 2148.369 |  | 1167 |  | 162.0828 |  | 819.2862 | 0 | 0 | 0 | 0 | 0 | 0 | 0 | 0 | 0 | 0 | 0 | 0 | 0 | 0 | 5 |  |  | The plural of the units will only affect headings.
2000-01 | 1826.6193 |  | 847 |  | 104.8181 |  | 874.8012 | 0 | 0 | 0 | 0 | 0 | 0 | 0 | 0 | 0 | 0 | 0 | 0 | 0 | 0 | 6 |  |  |  | Utilisation factors
2001-02 | 1342.8624 |  | 785 |  | 97.7237 |  | 460.1386 | 0 | 0 | 0 | 0 | 0 | 0 | 0 | 0 | 0 | 0 | 0 | 0 | 0 | 0 | 7 |  |  |  | ETs 1970 - 1995 | 39837.839
2002-03 | 1206.072 |  | 675 |  | 73.9413 |  | 457.1306 | 0 | 0 | 0 | 0 | 0 | 0 | 0 | 0 | 0 | 0 | 0 | 0 | 0 | 0 |  | add alternatives at $AJ$18:$AJ$23 |  |  | ETs 1996 - 2022 | 26272.7654
2003-04 | 472.5761 |  | 322 |  | 150.5761 |  | 0 | 0 | 0 | 0 | 0 | 0 | 0 | 0 | 0 | 0 | 0 | 0 | 0 | 0 | 0 |  |  |  |  | Pre-1996 commissioned assets | 78.91%
2004-05 | 480.803 |  | 359 |  | 121.803 |  | 0 | 0 | 0 | 0 | 0 | 0 | 0 | 0 | 0 | 0 | 0 | 0 | 0 | 0 | 0 |  |  |  |  | Post-1996 commissioned assets | 91.62%
2005-06 | 289.7468 |  | 132 |  | 140.8603 |  | 16.8865 | 0 | 0 | 0 | 0 | 0 | 0 | 0 | 0 | 0 | 0 | 0 | 0 | 0 | 0
2006-07 | 249.3547 |  | 152 |  | 97.3547 |  | 0 | 0 | 0 | 0 | 0 | 0 | 0 | 0 | 0 | 0 | 0 | 0 | 0 | 0 | 0
2007-08 | 293.5716 |  | 157 |  | 136.5716 |  | 0 | 0 | 0 | 0 | 0 | 0 | 0 | 0 | 0 | 0 | 0 | 0 | 0 | 0 | 0
2008-09 | 764.4865 |  | 202 |  | 84.8564 |  | 477.6301 | 0 | 0 | 0 | 0 | 0 | 0 | 0 | 0 | 0 | 0 | 0 | 0 | 0 | 0
2009-10 | 652.1849 |  | 194 |  | 73.7223 |  | 384.4626 | 0 | 0 | 0 | 0 | 0 | 0 | 0 | 0 | 0 | 0 | 0 | 0 | 0 | 0
2010-11 | 329.8306 |  | 254 |  | 75.8306 |  | 0 | 0 | 0 | 0 | 0 | 0 | 0 | 0 | 0 | 0 | 0 | 0 | 0 | 0 | 0
2011-12 | 779.614 |  | 424 |  | 214.9848 |  | 140.6292 | 0 | 0 | 0 | 0 | 0 | 0 | 0 | 0 | 0 | 0 | 0 | 0 | 0 | 0
2012-13 | 1331.1278 |  | 538 |  | 96.2138 |  | 696.9139 | 0 | 0 | 0 | 0 | 0 | 0 | 0 | 0 | 0 | 0 | 0 | 0 | 0 | 0
2013-14 | 1098.5304 |  | 361 |  | 141.8217 |  | 595.7087 | 0 | 0 | 0 | 0 | 0 | 0 | 0 | 0 | 0 | 0 | 0 | 0 | 0 | 0
2014-15 | 622.6844 |  | 446 |  | 172.6865 |  | 3.9979 | 0 | 0 | 0 | 0 | 0 | 0 | 0 | 0 | 0 | 0 | 0 | 0 | 0 | 0
2015-16 | 1373.1435 |  | 863 |  | 0 |  | 510.1435 | 0 | 0 | 0 | 0 | 0 | 0 | 0 | 0 | 0 | 0 | 0 | 0 | 0 | 0
2016-17 | 900.965 |  | 515 |  | 156.5146 |  | 229.4504 | 0 | 0 | 0 | 0 | 0 | 0 | 0 | 0 | 0 | 0 | 0 | 0 | 0 | 0
2017-18 | 2076.8311 |  | 344 |  | 637.9131 |  | 1094.9179 | 0 | 0 | 0 | 0 | 0 | 0 | 0 | 0 | 0 | 0 | 0 | 0 | 0 | 0
2018-19 | 814.8272 |  | 388 |  | 426.8272 |  | 0 | 0 | 0 | 0 | 0 | 0 | 0 | 0 | 0 | 0 | 0 | 0 | 0 | 0 | 0
2019-20 | 226.3583 |  | 182 |  | 44.3583 |  | 0 | 0 | 0 | 0 | 0 | 0 | 0 | 0 | 0 | 0 | 0 | 0 | 0 | 0 | 0
2020-21 | 696.5418 |  | 209 |  | 374.4684 |  | 113.0734 | 0 | 0 | 0 | 0 | 0 | 0 | 0 | 0 | 0 | 0 | 0 | 0 | 0 | 0
2021-22 | 434.5347 |  | 226 |  | 201.4977 |  | 7.037 | 0 | 0 | 0 | 0 | 0 | 0 | 0 | 0 | 0 | 0 | 0 | 0 | 0 | 0
2022-23 | 4240.9161 |  | 2016.2978 |  | 927.226 |  | 1297.3923 | 0 | 0 | 0 | 0 | 0 | 0 | 0 | 0 | 0 | 0 | 0 | 0 | 0 | 0
2023-24 | 4222.179 |  | 1987.7794 |  | 857.7235 |  | 1376.676 | 0 | 0 | 0 | 0 | 0 | 0 | 0 | 0 | 0 | 0 | 0 | 0 | 0 | 0
2024-25 | 4143.4183 |  | 1939.369 |  | 815.7035 |  | 1388.3459 | 0 | 0 | 0 | 0 | 0 | 0 | 0 | 0 | 0 | 0 | 0 | 0 | 0 | 0
2025-26 | 4380.8533 |  | 1875.6341 |  | 812.8637 |  | 1692.3554 | 0 | 0 | 0 | 0 | 0 | 0 | 0 | 0 | 0 | 0 | 0 | 0 | 0 | 0
2026-27 | 4465.1531 |  | 1976.9775 |  | 1007.2818 |  | 1480.8937 | 0 | 0 | 0 | 0 | 0 | 0 | 0 | 0 | 0 | 0 | 0 | 0 | 0 | 0
2027-28 | 5042.1621 |  | 2119.166 |  | 1060.748 |  | 1862.2481 | 0 | 0 | 0 | 0 | 0 | 0 | 0 | 0 | 0 | 0 | 0 | 0 | 0 | 0
2028-29 | 6425.2264 |  | 2787.6267 |  | 1470.0928 |  | 2167.5069 | 0 | 0 | 0 | 0 | 0 | 0 | 0 | 0 | 0 | 0 | 0 | 0 | 0 | 0
2029-30 | 5962.7943 |  | 2509.6047 |  | 1282.4951 |  | 2170.6945 | 0 | 0 | 0 | 0 | 0 | 0 | 0 | 0 | 0 | 0 | 0 | 0 | 0 | 0
2030-31 | 10613.8093 |  | 4087.5356 |  | 2478.9879 |  | 4047.2858 | 0 | 0 | 0 | 0 | 0 | 0 | 0 | 0 | 0 | 0 | 0 | 0 | 0 | 0
2031-32 | 11159.6479 |  | 4206.4572 |  | 2704.0461 |  | 4249.1446 | 0 | 0 | 0 | 0 | 0 | 0 | 0 | 0 | 0 | 0 | 0 | 0 | 0 | 0
2032-33 | 11326.239 |  | 4277.8916 |  | 2669.2949 |  | 4379.0526 | 0 | 0 | 0 | 0 | 0 | 0 | 0 | 0 | 0 | 0 | 0 | 0 | 0 | 0
2033-34 | 12432.5686 |  | 4741.2783 |  | 2850.9992 |  | 4840.2911 | 0 | 0 | 0 | 0 | 0 | 0 | 0 | 0 | 0 | 0 | 0 | 0 | 0 | 0
2034-35 | 11673.9109 |  | 4423.5024 |  | 2689.0627 |  | 4561.3458 | 0 | 0 | 0 | 0 | 0 | 0 | 0 | 0 | 0 | 0 | 0 | 0 | 0 | 0
2035-36 | 11767.1149 |  | 4477.7591 |  | 2806.1342 |  | 4483.2216 | 0 | 0 | 0 | 0 | 0 | 0 | 0 | 0 | 0 | 0 | 0 | 0 | 0 | 0
2036-37 | 12452.5782 |  | 4743.6332 |  | 2653.114 |  | 5055.8309 | 0 | 0 | 0 | 0 | 0 | 0 | 0 | 0 | 0 | 0 | 0 | 0 | 0 | 0
2037-38 | 12727.3362 |  | 4896.793 |  | 2771.064 |  | 5059.4793 | 0 | 0 | 0 | 0 | 0 | 0 | 0 | 0 | 0 | 0 | 0 | 0 | 0 | 0
2038-39 | 13491.1104 |  | 5211.187 |  | 2813.3862 |  | 5466.5373 | 0 | 0 | 0 | 0 | 0 | 0 | 0 | 0 | 0 | 0 | 0 | 0 | 0 | 0
2039-40 | 14139.4705 |  | 5476.0641 |  | 3037.9446 |  | 5625.4618 | 0 | 0 | 0 | 0 | 0 | 0 | 0 | 0 | 0 | 0 | 0 | 0 | 0 | 0
2040-41 | 13673.6222 |  | 5282.814 |  | 2851.0685 |  | 5539.7397 | 0 | 0 | 0 | 0 | 0 | 0 | 0 | 0 | 0 | 0 | 0 | 0 | 0 | 0
2041-42 | 14022.2992 |  | 5415.2568 |  | 2909.4685 |  | 5697.5739 | 0 | 0 | 0 | 0 | 0 | 0 | 0 | 0 | 0 | 0 | 0 | 0 | 0 | 0
2042-43 | 14307.4126 |  | 5528.732 |  | 2944.4675 |  | 5834.213 | 0 | 0 | 0 | 0 | 0 | 0 | 0 | 0 | 0 | 0 | 0 | 0 | 0 | 0
2043-44 | 14602.5891 |  | 5641.6915 |  | 2984.9516 |  | 5975.946 | 0 | 0 | 0 | 0 | 0 | 0 | 0 | 0 | 0 | 0 | 0 | 0 | 0 | 0
2044-45 | 14894.1533 |  | 5756.2985 |  | 3019.9507 |  | 6117.9041 | 0 | 0 | 0 | 0 | 0 | 0 | 0 | 0 | 0 | 0 | 0 | 0 | 0 | 0
2045-46 | 15196.0031 |  | 5874.2006 |  | 3056.8003 |  | 6265.0022 | 0 | 0 | 0 | 0 | 0 | 0 | 0 | 0 | 0 | 0 | 0 | 0 | 0 | 0
2046-47 | 0 | [6 empty] | 0 | 0 | 0 | 0 | 0 | 0 | 0 | 0 | 0 | 0 | 0 | 0 | 0 | 0
2047-48 | 0 | [6 empty] | 0 | 0 | 0 | 0 | 0 | 0 | 0 | 0 | 0 | 0 | 0 | 0 | 0 | 0
2048-49 | 0 | [7 empty] | 0 |  | 0 |  | 0 |  | 0 |  | 0 |  | 0 |  | 0
2049-50 | 0 | [7 empty] | 0 |  | 0 |  | 0 |  | 0 |  | 0 |  | 0 |  | 0
2050-51 | 0 | [7 empty] | 0 |  | 0 |  | 0 |  | 0 |  | 0 |  | 0 |  | 0
2051-52 | 0 | [7 empty] | 0 |  | 0 |  | 0 |  | 0 |  | 0 |  | 0 |  | 0
2052-53 | [8 empty] | 0 |  | 0 |  | 0 |  | 0 |  | 0 |  | 0 |  | 0
2053-54 | [8 empty] | 0 |  | 0 |  | 0 |  | 0 |  | 0 |  | 0 |  | 0
2054-55 | [8 empty] | 0 |  | 0 |  | 0 |  | 0 |  | 0 |  | 0 |  | 0
2055-56 | [8 empty] | 0 |  | 0 |  | 0 |  | 0 |  | 0 |  | 0 |  | 0
2056-57 | [8 empty] | 0 |  | 0 |  | 0 |  | 0 |  | 0 |  | 0 |  | 0
2057-58 | [8 empty] | 0 |  | 0 |  | 0 |  | 0 |  | 0 |  | 0 |  | 0
2058-59 | [8 empty] | 0 |  | 0 |  | 0 |  | 0 |  | 0 |  | 0 |  | 0
2059-60 | [8 empty] | 0 |  | 0 |  | 0 |  | 0 |  | 0 |  | 0 |  | 0
2060-61 | [8 empty] | 0 |  | 0 |  | 0 |  | 0 |  | 0 |  | 0 |  | 0
2061-62 | [8 empty] | 0 |  | 0 |  | 0 |  | 0 |  | 0 |  | 0 |  | 0
2062-63 | [8 empty] | 0 |  | 0 |  | 0 |  | 0 |  | 0 |  | 0 |  | 0
2063-64 | [8 empty] | 0 |  | 0 |  | 0 |  | 0 |  | 0 |  | 0 |  | 0
2064-65 | [8 empty] | 0 |  | 0 |  | 0 |  | 0 |  | 0 |  | 0 |  | 0
2065-66 | [8 empty] | 0 |  | 0 |  | 0 |  | 0 |  | 0 |  | 0 |  | 0
2066-67 | [8 empty] | 0 |  | 0 |  | 0 |  | 0 |  | 0 |  | 0 |  | 0
2067-68 | [8 empty] | 0 |  | 0 |  | 0 |  | 0 |  | 0 |  | 0 |  | 0
2068-69 | [8 empty] | 0 |  | 0 |  | 0 |  | 0 |  | 0 |  | 0 |  | 0
2069-70 | [8 empty] | 0 |  | 0 |  | 0 |  | 0 |  | 0 |  | 0 |  | 0
2070-71 | [8 empty] | 0 |  | 0 |  | 0 |  | 0 |  | 0 |  | 0 |  | 0
2071-72 | [8 empty] | 0 |  | 0 |  | 0 |  | 0 |  | 0 |  | 0 |  | 0
2072-73 | [8 empty] | 0 |  | 0 |  | 0 |  | 0 |  | 0 |  | 0 |  | 0
2073-74 | [8 empty] | 0 |  | 0 |  | 0 |  | 0 |  | 0 |  | 0 |  | 0
2074-75 | [8 empty] | 0 |  | 0 |  | 0 |  | 0 |  | 0 |  | 0 |  | 0
2075-76 | [8 empty] | 0 |  | 0 |  | 0 |  | 0 |  | 0 |  | 0 |  | 0
2076-77 | [8 empty] | 0 |  | 0 |  | 0 |  | 0 |  | 0 |  | 0 |  | 0
2077-78 | [8 empty] | 0 |  | 0 |  | 0 |  | 0 |  | 0 |  | 0 |  | 0
2078-79 | [8 empty] | 0 |  | 0 |  | 0 |  | 0 |  | 0 |  | 0 |  | 0
2079-80 | [8 empty] | 0 |  | 0 |  | 0 |  | 0 |  | 0 |  | 0 |  | 0
2080-81 | [8 empty] | 0 |  | 0 |  | 0 |  | 0 |  | 0 |  | 0 |  | 0
2081-82 | [8 empty] | 0 |  | 0 |  | 0 |  | 0 |  | 0 |  | 0 |  | 0
2082-83 | [8 empty] | 0 |  | 0 |  | 0 |  | 0 |  | 0 |  | 0 |  | 0
2083-84 | [8 empty] | 0 |  | 0 |  | 0 |  | 0 |  | 0 |  | 0 |  | 0
2084-85 | [8 empty] | 0 |  | 0 |  | 0 |  | 0 |  | 0 |  | 0 |  | 0
2085-86 | [8 empty] | 0 |  | 0 |  | 0 |  | 0 |  | 0 |  | 0 |  | 0
Note on AG8: IPART: An agency can enter data for up to 8 different non-residential customer types.
Note on C12: IPART: For 1995-96, only enter new ETs from 1 January 1996 to 30 June 1996 for all property types for which ETs can be entered on this worksheet.

## Reduction amount
'REDUCTION AMOUNT' : CALCULATIONS
| Link to Report and Determination: |  |  |  |  | IPART - Developer charges and backlog sewerage charges for metropolitan water agencies 2017
Please present all data and calculations related to the generation of the time series for Ri and Ci in this worksheet.
Where:
| Ri | = the Agency’s estimate of the future periodic revenues to be received from new customers in the relevant DSP Area in each financial year i, estimated in accordance with clause 4 of Schedule 5 of the Determination and set out in the relevant DSP.
| Ci | = the Agency’s estimate of the future operating, maintenance and administration costs of servicing all new customers in the DSP Area in each financial year i (excluding, for the avoidance of doubt, any Capital Costs), estimated in accordance with clause 5 of Schedule 5 of the Determination and set out in the relevant DSP.
The corresponding time series should be manually entered or linked to the following ranges in the MP Calculations worksheet.
| Ri : | $Q$66:$Q$95
| Ci : | $T$66:$T$95
| Required timeframe for Ri and Ci: |  |  |  |  | Start year: | Final year: | #REF!
Notes:
The costs expected to be incurred must be exclusive of all capital costs included in the capital charge calculation.
All calculations on the worksheet need to be converted into $, $2022-23 before being linked into the MP Calculations.
Where this spreadsheet is being used to calculate the maximum price for connection of a New Development to a Recycled Water System that is a Least Cost Servicing Solution,
the reduction amount includes the revenues that the Agency would have received had the supply of potable water not been substituted with Recycled Water, but excludes the
revenues from the sale of Recycled Water (see Recycled Water Developer Charges Determination, Sch 1, cl 3).
Where this spreadsheet is being used to calculate the ordinary developer charge component of the maximum price for connection of a New Development to a Recycled Water System
that is NOT a Least Cost Servicing Solution, the relevant operating revenues and operating costs used to calculate the reduction amount are different (see Recycled Water Developer
Charges Determination, Sch 2, cl 2.3).
Enter analysis below this row.
|  | Operating costs | [5 empty] | Revene |  |  |  |  | Core opex |  |  |  | Ratio | Growth discharge
| Year | Transport fixed | Transport variable | Treatment fixed | Treatment variable | Total opex |  | Discharge volume, kL | Usage revenue, $ | Service revenue, $ | Total revenue,$ |  | Fixed transport | Variable transport | Fixed treatment | Variable treatment | Growth | for opex, kL/yr
0 | 2022-23 | 391076.3924 | 25155.4952 | 90625.1791 | 9624.5325 | 516481.5992 |  | -1502.752 | -1923.5226 | 718533.0357 | 716609.5131 | 2022-23 | 29470702.6281 | 0.35393 | 6829324.7974 | 0.13542 | 1.327% | 71074.0081
1 | 2023-24 | 908615.1287 | 50554.8399 | 189472.8768 | 18592.8677 | 1167235.713 |  | -9412.3453 | -12047.802 | 1433830.2633 | 1421782.4614 | 2023-24 | 34967798.0963 | 0.38429 | 7291810.4595 | 0.14133 | 2.598% | 131553.9822
2 | 2024-25 | 1402347.3555 | 77775.7138 | 288829.5927 | 27290.4784 | 1796243.1403 |  | -11043.0219 | -13803.7774 | 2079831.519 | 2066027.7416 | 2024-25 | 36206730.9999 | 0.40157 | 7457193.3444 | 0.14091 | 3.873% | 193677.5855
3 | 2025-26 | 2151413.1308 | 79511.8709 | 961012.2341 | 26807.1437 | 3218744.3795 |  | -6063.8969 | -7579.8712 | 2787733.3591 | 2780153.4879 | 2025-26 | 40979032.2341 | 0.32366 | 18304876.3418 | 0.10912 | 5.25% | 245662.4264
4 | 2026-27 | 2746558.2479 | 106459.2465 | 1215023.6407 | 33439.3467 | 4101480.4818 |  | -1119.3728 | -1399.2159 | 3510298.6792 | 3508899.4632 | 2026-27 | 41721154.4158 | 0.33405 | 18456622.5635 | 0.10493 | 6.583% | 318691.3289
5 | 2027-28 | 3396231.5835 | 130633.6027 | 1492654.2791 | 38438.4375 | 5057957.9028 |  | 3640.5456 | 4550.682 | 4309404.9226 | 4313955.6047 | 2027-28 | 42299257.1963 | 0.34273 | 18590654.29 | 0.10085 | 8.029% | 381160.2612
6 | 2028-29 | 4213717.4888 | 166643.7959 | 1834510.9364 | 46396.0803 | 6261268.3014 |  | 8407.3842 | 10509.2303 | 5323821.2835 | 5334330.5137 | 2028-29 | 43180914.2512 | 0.35246 | 18799518.3942 | 0.098131 | 9.758% | 472799.4579
7 | 2029-30 | 4950924.9412 | 195752.7334 | 2142421.6641 | 51554.5717 | 7340653.9104 |  | 10769.8177 | 13462.2721 | 6260593.8242 | 6274056.0963 | 2029-30 | 43741802.0742 | 0.35922 | 18928459.9344 | 0.094606 | 11.32% | 544937.7914
8 | 2030-31 | 6158235.353 | 233766.1748 | 2658367.7653 | 58572.3843 | 9108941.6773 |  | 21296.5771 | 26620.7213 | 7838503.0311 | 7865123.7525 | 2030-31 | 44418187.2157 | 0.36604 | 19174304.0527 | 0.091714 | 13.86% | 638640.3088
9 | 2031-32 | 7351387.8148 | 273534.99 | 3156738.1131 | 65190.5424 | 10846851.4603 |  | 26719.7423 | 33399.6779 | 9496970.0027 | 9530369.6807 | 2031-32 | 44887225.1824 | 0.37152 | 19274893.1349 | 0.088543 | 16.38% | 736261.7111
10 | 2032-33 | 8521494.4527 | 312672.4499 | 3640927.4439 | 71037.2698 | 12546131.6164 |  | 32423.2912 | 40529.1139 | 11184506.8636 | 11225035.9776 | 2032-33 | 45328912.9956 | 0.37629 | 19367410.7569 | 0.085492 | 18.8% | 830927.036
11 | 2033-34 | 9795197.1971 | 355083.9134 | 4144562.0027 | 76872.9781 | 14371716.0913 |  | 39855.9999 | 49819.9998 | 13040399.6186 | 13090219.6184 | 2033-34 | 45951934.6229 | 0.38003 | 19443267.7932 | 0.082274 | 21.32% | 934348.8686
12 | 2034-35 | 10899203.119 | 395282.3176 | 4592079.5803 | 81726.1021 | 15968291.1191 |  | 45036.9892 | 56296.2365 | 14786006.6949 | 14842302.9314 | 2034-35 | 46285314.24 | 0.38339 | 19501044.624 | 0.079267 | 23.55% | 1031027.0033
13 | 2035-36 | 12466234.487 | 440591.1185 | 6056329.8974 | 87172.5068 | 19050328.0097 |  | 51970.7962 | 64963.4953 | 16553445.9652 | 16618409.4605 | 2035-36 | 48560913.873 | 0.38656 | 23591800.302 | 0.076482 | 25.67% | 1139772.6865
14 | 2036-37 | 13604003.8451 | 475496.3681 | 6578010.2765 | 91926.0427 | 20749436.5323 |  | 62179.7574 | 77724.6968 | 18394111.2602 | 18471835.957 | 2036-37 | 48937622.5056 | 0.38809 | 23663047.101 | 0.075028 | 27.8% | 1225231.1559
15 | 2037-38 | 14746468.0058 | 519086.997 | 7095030.0276 | 98108.4693 | 22458693.4997 |  | 71059.4217 | 88824.2771 | 20319614.1525 | 20408438.4296 | 2037-38 | 49338063.7819 | 0.38943 | 23738229.6492 | 0.073604 | 29.89% | 1332927.7022
16 | 2038-39 | 15913951.4222 | 561791.0011 | 7616630.8007 | 103856.4514 | 24196229.6754 |  | 80724.8567 | 100906.0708 | 22359823.1881 | 22460729.2589 | 2038-39 | 49763732.8588 | 0.39084 | 23817590.6406 | 0.072253 | 31.98% | 1437403.6475
17 | 2039-40 | 17088944.9644 | 609425.118 | 8133816.3565 | 110250.1922 | 25942436.6311 |  | 89708.9646 | 112136.2058 | 24501764.1578 | 24613900.3635 | 2039-40 | 50216219.0874 | 0.39215 | 23901388.0042 | 0.070944 | 34.03% | 1554054.081
18 | 2040-41 | 18204783.5971 | 652849.8389 | 8614494.6819 | 115630.3262 | 27587758.4441 |  | 96814.2041 | 121017.7551 | 26572334.0688 | 26693351.8239 | 2040-41 | 50697211.9485 | 0.39346 | 23989895.8637 | 0.069688 | 35.91% | 1659264.074
19 | 2041-42 | 19321753.0093 | 697999.4909 | 9087037.248 | 121088.7728 | 29227878.521 |  | 105754.8604 | 132193.5755 | 28695262.7444 | 28827456.32 | 2041-42 | 51208507.3598 | 0.39507 | 24083405.5569 | 0.068537 | 37.73% | 1766766.3225
20 | 2042-43 | 20437939.8624 | 743882.9385 | 9550061.0236 | 126452.3224 | 30858336.1469 |  | 115484.4224 | 144355.528 | 30860890.8741 | 31005246.4021 | 2042-43 | 51752014.382 | 0.39653 | 24182226.72 | 0.067406 | 39.49% | 1875971.1644
21 | 2043-44 | 21556495.6433 | 790679.3191 | 10004553.242 | 131756.4409 | 32483484.6454 |  | 126605.9072 | 158257.384 | 33069782.4377 | 33228039.8218 | 2043-44 | 52329762.3466 | 0.39801 | 24286688.4395 | 0.066323 | 41.19% | 1986587.6237
22 | 2044-45 | 22675571.5394 | 837205.3338 | 10449154.976 | 136811.2086 | 34098743.0578 |  | 135872.9729 | 169841.2161 | 35322338.3894 | 35492179.6055 | 2044-45 | 52943908.433 | 0.39947 | 24397140.4772 | 0.06528 | 42.83% | 2095765.1874
23 | 2045-46 | 25067609.8691 | 884771.1352 | 11111086.8707 | 141840.854 | 37205308.729 |  | 146919.4575 | 183649.3219 | 37619755.0884 | 37803404.4103 | 2045-46 | 56441987.0028 | 0.40088 | 25017615.3219 | 0.064267 | 44.41% | 2207071.4291
24 | 2046-47 | 25067609.8691 | 896207.6512 | 11111086.8707 | 140999.0255 | 37215903.4165 |  | 146919.4575 | 183649.3219 | 37619755.0884 | 37803404.4103 | 2046-47 | 56441987.0028 | 0.40606 | 25017615.3219 | 0.063885 | 44.41% | 2207071.4291
25 | 2047-48 | 25067609.8691 | 907336.351 | 11111086.8707 | 140140.431 | 37226173.5218 |  | 146919.4575 | 183649.3219 | 37619755.0884 | 37803404.4103 | 2047-48 | 56441987.0028 | 0.4111 | 25017615.3219 | 0.063496 | 44.41% | 2207071.4291
26 | 2048-49 | 25067609.8691 | 918469.9898 | 11111086.8707 | 139313.4122 | 37236480.1419 |  | 146919.4575 | 183649.3219 | 37619755.0884 | 37803404.4103 | 2048-49 | 56441987.0028 | 0.41615 | 25017615.3219 | 0.063121 | 44.41% | 2207071.4291
27 | 2049-50 | 25067609.8691 | 929332.4964 | 11111086.8707 | 138475.1626 | 37246504.3988 |  | 146919.4575 | 183649.3219 | 37619755.0884 | 37803404.4103 | 2049-50 | 56441987.0028 | 0.42107 | 25017615.3219 | 0.062742 | 44.41% | 2207071.4291
28 | 2050-51 | 25067609.8691 | 940206.3337 | 11111086.8707 | 137667.6251 | 37256570.6986 |  | 146919.4575 | 183649.3219 | 37619755.0884 | 37803404.4103 | 2050-51 | 56441987.0028 | 0.426 | 25017615.3219 | 0.062376 | 44.41% | 2207071.4291
29 | 2051-52 | 25067609.8691 | 950952.2318 | 11111086.8707 | 136869.1853 | 37266518.1569 |  | 146919.4575 | 183649.3219 | 37619755.0884 | 37803404.4103 | 2051-52 | 56441987.0028 | 0.43087 | 25017615.3219 | 0.062014 | 44.41% | 2207071.4291

## Headwork assets (hidden)
'HEADWORK ASSETS' : CALCULATIONS
Link to Report and Determination: |  | IPART - Developer charges and backlog sewerage charges for metropolitan water agencies 2017
Please present, in this worksheet, the underlying high level data and analysis related to the generation of the Headworks cost per ET for the service for which this maximum price is being calculated.
Please manually enter or link the calculated headwork cost per ET to cell |  |  | $F$22 | on the MP Calculations worksheet.
Notes:
As explained in IPART's Report (Box 2.4, page 29) , headworks not owned by the agency should also be included in these calculations.
All calculations on the worksheet need to be converted into $, $2022-23 before being linked into the MP Calculations.
Enter analysis below this row.

## Scheme cost allocation
'SCHEME COST ALLOCATION' : CALCULATIONS
Link to Report and Determination: |  | IPART - Maximum prices for connecting to a recycled water system - July 2019
Please present, in this worksheet, the underlying high level data and analysis related to the generation of the scheme cost allocation per ET for the service for which this maximum price is being calculated.
Please manually enter or link the calculated headwork cost per ET to cell |  |  | $G$22 | on the MP Calculations worksheet.
Notes:
Please refer to the above link for guidance on calculating the scheme cost allocation amount.
All calculations on the worksheet need to be converted into $, $2022-23 before being linked into the MP Calculations.
Enter analysis below this row.

## Asset exclusions
WHAT THE DETERMINATION SAYS ABOUT ASSET EXCLUSIONS
Link to Report and Determination: |  | IPART - Developer charges and backlog sewerage charges for metropolitan water agencies 2017
Excluded Assets means:
(a) | that part of an asset provided for a reason other than to service a growth area;
(b) | that part of an asset that services other DSP Areas;
(c) | the capacity of an asset that was made available by changes in land use patterns, or by changes in average demand;
(d) | any asset or part of an asset that was unreasonably oversized relative to system and capacity requirements, based on available demographic data at the time it was commissioned;
(e) | any Pre-1970 Assets; and
(f) | any assets or part of an asset funded by Developers and transferred free of charge to the Agency.
For the removal of doubt, the Determination defines assets as:
all assets or parts of assets (including headworks), apart from Excluded Assets, allocated to a DSP where there is a nexus (close connection) to the Development they are intended to serve and includes assets that:
(a) | were commissioned prior to the Commencement Date;
(b) | were commissioned after the Commencement Date but before the Development commenced; and
(c) | are commissioned, or are to be commissioned, after the Development commences.