## Cover
Independent Pricing and Regulatory Tribunal of NSW
Water Continuity Standard Optimisation model
MODELLER: | Mike Smart
email | mike_smart@ipart.nsw.gov.au

## input
Inputs that do not depend on scenario or pipe-type |  |  |  |  | Output summary
variable | avoid fail | run to fail | units |  | Water continuity | status quo | least cost scenario
fraction of km pipe replaced/yr | 1% | 1% | % | 100 year asset life assumed | Smallest avoid fail diameter | 300 | 300
replacement cost $m/km replaced | 0.725 | 0.725 | $m/km | IPART assumption | # crew staff notionally allocated to water | 97.9996 | 88.1996
fraction of CWM km inspected/yr | 0.072294 | 0 | fraction |  | social cost of strategy ($m/yr) | 185.635 | 185.3369
inspection cost $m/km inspected | 0.010041 | 0 | $m/km | IPART assumption | # prop suffering >5hr unplanned interruption | 32684.3047 | 37127.6954
CWM valves/km replaced/yr |  | 0 | valves/km/yr | not used at present
replacement cost $m/valve |  | 0 | $m/valve
CWM valves/km inspected/yr | 5.2425 | 0 | valves/km/yr
inspection cost $ per valve | 220 | 0 | $/valve
breaks or leaks /km/yr | 0.076983 | 0.31219 | #/km/yr
fraction of breaks leading to interrupt | 0.57944 | 0.77943 | fraction
cost per crew person per year | 200000 |  |  | IPART assumption
WTP or WTA? | WTA
unplanned interruption incr/decr by 10/1000 chance (ie, +/- 1%) | WTA | WTP | 1%
short: 1-3 hrs duration | 1.22 | 0.56
long: 6-8 hrs duration | 4.96 | 2.27
Source: SWC/CIE Phase 2 Summary Customer Engagement slides Oct 2018
# properties scaling factor | 0.305 | targets
status quo # interruptions | 113123.4529 | 235847.8
status quo # long interruptions | 32684.3047 | 32680.8 | FY14-18 5 yr average
status quo # short interruptions | 80439.1482 | 203167 | FY17
Long interrupt threshold in minutes: | 300
Note on B5: Mike Smart: Assumption is that replacement cost for a given pipe size does not depend on whether it is maintained as Avoid fail or Run to fail.

## pipesizes
pipe_size | K12 | K9 | PN16 | PN20 | PN35 | Unknown | Total (m) | Retic | Critical | cross-sectional area | area scaled to 20mm diam = P1 | Total (m)
0 | [5 empty] | 46.6095 | 46.6095 | 46.6095 |  | 0 | 0 | 46.6095
20 | [5 empty] | 2708.2278 | 2708.2278 | 2708.2278 |  | 314.1593 | 0.305 | 2708.2278
25 | [5 empty] | 6386.7417 | 6386.7417 | 6386.7417 |  | 490.8739 | 0.47656 | 6386.7417
32 |  |  | 33.6258 |  |  | 2617.3455 | 2650.9713 | 2650.9713 |  | 804.2477 | 0.7808 | 2650.9713
40 | [5 empty] | 7052.7993 | 7052.7993 | 7052.7993 |  | 1256.6371 | 1.22 | 7052.7993
50 |  |  | 130.6328 |  |  | 4716.4732 | 4847.106 | 4847.106 |  | 1963.4954 | 1.9062 | 4847.106
63 |  |  | 8458.9007 |  |  | 846.2251 | 9305.1258 | 9305.1258 |  | 3117.2453 | 3.0264 | 9305.1258
65 | [5 empty] | 132.5261 | 132.5261 | 132.5261 |  | 3318.3072 | 3.2216 | 132.5261
75 | [5 empty] | 626.5604 | 626.5604 | 626.5604 |  | 4417.8647 | 4.2891 | 626.5604
80 |  | 7.2736 |  |  | 56.0416 | 2626.3959 | 2689.7111 | 2689.7111 |  | 5026.5482 | 4.88 | 2689.7111
90 |  |  | 1686.0226 |  |  | 16454.566 | 18140.5886 | 18140.5886 |  | 6361.7251 | 6.1762 | 18140.5886
100 | 4269.1417 | 184819.4702 | 1224408.4587 | 4190.1961 | 180752.754 | 10516948.6582 | 12115388.6789 | 12115388.6789 |  | 7853.9816 | 7.625 | 12115388.6789
110 | 51.459 |  | 19.2517 |  |  | 795.8528 | 866.5635 | 866.5635 |  | 9503.3178 | 9.2263 | 866.5635
121 | [5 empty] | 6.6148 | 6.6148 | 6.6148 |  | 11499.0145 | 11.1638 | 6.6148
125 |  |  | 392522.3391 |  |  | 29973.7641 | 422496.1032 | 422496.1032 |  | 12271.8463 | 11.9141 | 422496.1032
140 | [5 empty] | 4173.3113 | 4173.3113 | 4173.3113 |  | 15393.804 | 14.945 | 4173.3113
150 | 3480.4882 | 74182.7735 | 482716.3636 | 2201.5393 | 69410.8067 | 3141630.4631 | 3773622.4345 | 3773622.4345 |  | 17671.4587 | 17.1562 | 3773622.4345
160 |  |  | 115.1886 |  |  | 2.0996 | 117.2882 | 117.2882 |  | 20106.193 | 19.52 | 117.2882
168 | [5 empty] | 1246.8151 | 1246.8151 | 1246.8151 |  | 22167.0778 | 21.5208 | 1246.8151
180 |  | 2.999 | 90980.4144 |  |  | 12151.1931 | 103134.6065 | 103134.6065 |  | 25446.9005 | 24.705 | 103134.6065
200 | 482.4794 | 41136.9738 | 177873.7449 | 1284.618 | 35078.8161 | 1159095.5733 | 1414952.2055 | 1414952.2055 |  | 31415.9265 | 30.5 | 1414952.2055
219 | [5 empty] | 561.1934 | 561.1934 | 561.1934 |  | 37668.4813 | 36.5703 | 561.1934
225 |  |  | 1031.9655 |  | 8.2639 | 43760.1343 | 44800.3637 | 44800.3637 |  | 39760.782 | 38.6016 | 44800.3637
250 | 79.3141 | 20498.8875 | 88954.6533 |  | 21252.3273 | 743540.9745 | 874326.1568 | 874326.1568 |  | 49087.3852 | 47.6562 | 874326.1568
273 | [5 empty] | 768.6733 | 768.6733 | 768.6733 |  | 58534.9397 | 56.8284 | 768.6733
280 |  |  | 2151.4976 |  |  | 1281.7106 | 3433.2082 | 3433.2082 |  | 61575.216 | 59.78 | 3433.2082
300 | 527.0049 | 28945.2831 | 50770.214 |  | 23654.9315 | 687548.6501 | 791446.0835 |  | 791446.0835 | 70685.8347 | 68.625 | 791446.0835
315 |  |  | 13777.4461 |  |  | 1025.2185 | 14802.6647 |  | 14802.6647 | 77931.1328 | 75.6591 | 14802.6647
324 | [5 empty] | 329.5279 | 329.5279 |  | 329.5279 | 82447.9576 | 80.0442 | 329.5279
350 | [5 empty] | 29.5674 | 29.5674 |  | 29.5674 | 96211.275 | 93.4062 | 29.5674
355 |  |  | 5723.1847 |  |  | 485.1366 | 6208.3213 |  | 6208.3213 | 98979.8035 | 96.0941 | 6208.3213
356 | [5 empty] | 0.99906 | 0.99906 |  | 0.99906 | 99538.2216 | 96.6362 | 0.99906
375 | 438.1528 | 35009.083 | 11202.4208 |  | 33533.3407 | 542409.9327 | 622592.93 |  | 622592.93 | 110446.6167 | 107.2266 | 622592.93
400 |  |  | 4360.5631 |  |  | 3141.3022 | 7501.8653 |  | 7501.8653 | 125663.7061 | 122 | 7501.8653
406 | [5 empty] | 199.3155 | 199.3155 |  | 199.3155 | 129461.8917 | 125.6874 | 199.3155
415 | [5 empty] | 2015.1445 | 2015.1445 |  | 2015.1445 | 135265.1987 | 131.3216 | 2015.1445
450 | 37.6258 | 16090.8272 | 9392.0246 |  | 26898.116 | 311141.8172 | 363560.4108 |  | 363560.4108 | 159043.1281 | 154.4062 | 363560.4108
500 |  | 8583.1373 | 2083.097 | 79.7725 | 8683.1005 | 365167.5003 | 384596.6076 |  | 384596.6076 | 196349.5408 | 190.625 | 384596.6076
508 | [5 empty] | 1454.0553 | 1454.0553 |  | 1454.0553 | 202682.9916 | 196.7738 | 1454.0553
550 | [5 empty] | 225.3155 | 225.3155 |  | 225.3155 | 237582.9444 | 230.6562 | 225.3155
559 | [5 empty] | 775.0543 | 775.0543 |  | 775.0543 | 245422.0035 | 238.2668 | 775.0543
560 |  |  | 2249.6649 | 830.5421 |  | 220.8363 | 3301.0432 |  | 3301.0432 | 246300.864 | 239.12 | 3301.0432
600 |  | 11511.0376 | 114.3426 | 29.7096 | 14536.5119 | 332982.5473 | 359174.149 |  | 359174.149 | 282743.3388 | 274.5 | 359174.149
650 | [5 empty] | 1915.4972 | 1915.4972 |  | 1915.4972 | 331830.724 | 322.1562 | 1915.4972
660 | [5 empty] | 222.0148 | 222.0148 |  | 222.0148 | 342119.44 | 332.145 | 222.0148
675 | [5 empty] | 123.7107 | 123.7107 |  | 123.7107 | 357847.0382 | 347.4141 | 123.7107
750 |  | 7343.2238 |  |  | 14523.9791 | 209738.8193 | 231606.0222 |  | 231606.0222 | 441786.4669 | 428.9062 | 231606.0222
800 |  |  | 60.2248 |  |  | 558.933 | 619.1579 |  | 619.1579 | 502654.8246 | 488 | 619.1579
810 | [5 empty] | 955.6574 | 955.6574 |  | 955.6574 | 515299.735 | 500.2762 | 955.6574
813 | [5 empty] | 1725.4346 | 1725.4346 |  | 1725.4346 | 519123.8387 | 503.9889 | 1725.4346
840 | [5 empty] | 8935.537 | 8935.537 |  | 8935.537 | 554176.9441 | 538.02 | 8935.537
850 | [5 empty] | 22.0005 | 22.0005 |  | 22.0005 | 567450.1731 | 550.9062 | 22.0005
900 |  |  | 278.2277 |  | 1.9985 | 121850.1527 | 122130.3788 |  | 122130.3788 | 636172.5124 | 617.625 | 122130.3788
1000 | [5 empty] | 2790.2539 | 2790.2539 |  | 2790.2539 | 785398.1634 | 762.5 | 2790.2539
1050 | [5 empty] | 44363.0618 | 44363.0618 |  | 44363.0618 | 865901.4751 | 840.6562 | 44363.0618
1200 | [5 empty] | 155858.0324 | 155858.0324 |  | 155858.0324 | 1130973.3553 | 1098 | 155858.0324
1300 | [5 empty] | 307.2721 | 307.2721 |  | 307.2721 | 1327322.8961 | 1288.625 | 307.2721
1350 | [5 empty] | 12794.7087 | 12794.7087 |  | 12794.7087 | 1431388.1528 | 1389.6562 | 12794.7087
1500 | [5 empty] | 10685.9807 | 10685.9807 |  | 10685.9807 | 1767145.8676 | 1715.625 | 10685.9807
1650 | [5 empty] | 6.1532 | 6.1532 |  | 6.1532 | 2138246.4998 | 2075.9062 | 6.1532
1800 | [5 empty] | 32305.7253 | 32305.7253 |  | 32305.7253 | 2544690.0494 | 2470.5 | 32305.7253
2100 | [5 empty] | 16472.8274 | 16472.8274 |  | 16472.8274 | 3463605.9006 | 3362.625 | 16472.8274
2400 | [5 empty] | 8558.1452 | 8558.1452 |  | 8558.1452 | 4523893.4212 | 4392 | 8558.1452
2475 | [5 empty] | 16037.3855 | 16037.3855 |  | 16037.3855 | 4811054.6247 | 4670.7891 | 16037.3855
3000 | [5 empty] | 18328.9928 | 18328.9928 |  | 18328.9928 | 7068583.4706 | 6862.5 | 18328.9928
3600 | [5 empty] | 660.9714 | 660.9714 |  | 660.9714 | 10178760.1976 | 9882 | 660.9714
Total (m) | 9365.666 | 428130.9698 | 2571094.4696 | 8616.3776 | 428390.9877 | 18614520.6905 | 22060119.1612 | 18814481.1848 | 3245637.9764 |  |  | 22060119.1612
Percentage (%) | 0.04246% | 1.941% | 11.65% | 0.03906% | 1.942% | 84.38%

## Lognormal
Question # | SPS Q# | 0 | 0 | Quantity | 2013-14 | 2014-15 | 2015-16 | 2016-17 | 2017-18
37a | 32 | water | critical | avg mins duration of interruption | 518 | 427 | 376 | 473 | 401
38a | 33 | 0 | 0 | median mins duration of interruption | 280 | 300 | 261 | 325 | 269
38a | 33 | 0 | 0 | std dev mins duration of interruption | 884 | 385 | 381 | 707 | 368
37b | 32 | water | retic | avg mins duration of interruption | 177 | 181 | 193 | 180 | 181
38b | 33 | 0 | 0 | median mins duration of interruption | 120 | 125 | 135 | 133 | 131
38b | 33 | 0 | 0 | std dev mins duration of interruption | 515 | 346 | 573 | 246 | 467
Lognormal distribution
|  | water | critical
|  |  | M | mean of underlying normal distribution | 5.6348 | 5.7038 | 5.5645 | 5.7838 | 5.5947
|  |  | S | std dev of underlying normal dist | 1.1092 | 0.84024 | 0.85448 | 0.86634 | 0.89359
|  |  |  | check variance est (sqrt(LN var)/Std dev mins) | 0.91203 | 1.1233 | 1.0234 | 0.70744 | 1.2047 | Value close to 1 supports assumption of lognormal distribution.
|  | CDF | @
|  |  | median |  | 0.5 | 0.5 | 0.5 | 0.5 | 0.5 | Likelihood an interruption will exceed Long Interrupt Threshold
|  |  | LIT | 300 | 0.5248 | 0.5 | 0.56473 | 0.46319 | 0.54857 | 0.47974
|  | water | retic
|  |  | M | mean of underlying normal distribution | 4.7875 | 4.8283 | 4.9053 | 4.8903 | 4.8752
|  |  | S | std dev of underlying normal dist | 0.88166 | 0.86045 | 0.84548 | 0.77796 | 0.80411
|  |  |  | check variance est (sqrt(LN var)/Std dev mins) | 0.37265 | 0.54783 | 0.34413 | 0.66728 | 0.36953 | Value close to 1 supports assumption of lognormal distribution.
|  | CDF | @
|  |  | median |  | 0.5 | 0.5 | 0.5 | 0.5 | 0.5 | Likelihood an interruption will exceed Long Interrupt Threshold
|  |  | LIT | 300 | 0.85066 | 0.84553 | 0.82753 | 0.85213 | 0.8486 | 0.15511

## AtkinsCardno_v1_6_21dec2015
Project | 2012-16 Outputs | $m(2011/12nominal) | 2016-20 Outputs | $m(2015/16nominal)
Criticalwatermainrenewals | 41 | 128.3 | 38 | 89.2
Criticalwatermainconditionassessment | 300 | 10.3 | 300 | 9.2
Valveinspections | 20000 | 4.7 | 20000 | 4.4
ValveRenewal | 102 | 17 | 120 | 16.2
Unit costs
Criticalwatermainrenewals |  | 3.1293 |  | 2.3474 | $m/km
Criticalwatermainconditionassessment |  | 0.034333 |  | 0.030667 | $m/km
Valveinspections |  | 0.000235 |  | 0.00022 | $m/valve
ValveRenewal |  | 0.16667 |  | 0.135 | $m/valve
Reticulationwatermainrenewals |  |  |  | 0.725 | $m/km

## social_cost
Social cost ($m/yr) |  | strategy # | 1 | 2 | 3 | 4 | 5 | 6 | 7 | 8 | 9 | 10 | 11 | 12 | 13 | 14 | 15 | 16 | 17 | 18 | 19 | 20 | 21 | 22 | 23 | 24 | 25 | 26 | 27 | 28 | 29 | 30 | 31 | 32 | 33 | 34 | 35 | 36 | 37 | 38 | 39 | 40 | 41 | 42 | 43
Least cost | Least cost strategy # | # prop suffering >5hr unplanned interruption
185.3369 | 5 | 37127.6954 | 1: status quo
|  | Smallest avoid fail diameter | 300 | 300 | 300 | 300 | 300 | 300 | 300 | 375 | 375 | 375 | 375 | 375 | 375 | 450 | 450 | 450 | 450 | 450 | 450 | 500 | 500 | 500 | 500 | 500 | 500 | 250 | 250 | 250 | 250 | 250 | 250 | 200 | 200 | 200 | 200 | 200 | 200 | 150 | 150 | 150 | 150 | 150 | 150
|  | # crew staff notionally allocated to water | 97.9996 | 107.7996 | 117.5995 | 127.3995 | 88.1996 | 78.3997 | 68.5997 | 107.7996 | 117.5995 | 127.3995 | 88.1996 | 78.3997 | 97.9996 | 107.7996 | 117.5995 | 127.3995 | 88.1996 | 78.3997 | 97.9996 | 107.7996 | 117.5995 | 127.3995 | 88.1996 | 78.3997 | 97.9996 | 107.7996 | 117.5995 | 127.3995 | 88.1996 | 78.3997 | 97.9996 | 107.7996 | 117.5995 | 127.3995 | 88.1996 | 78.3997 | 97.9996 | 107.7996 | 117.5995 | 127.3995 | 88.1996 | 78.3997 | 97.9996
|  | social cost of strategy ($m/yr) | 185.635 | 186.1843 | 186.9398 | 187.8656 | 185.3369 | 185.3456 | 185.7295 | 186.2721 | 186.9557 | 187.8264 | 185.6422 | 185.8137 | 185.8169 | 187.042 | 187.6385 | 188.4424 | 186.676 | 187.0449 | 186.7009 | 187.9763 | 188.5008 | 189.2495 | 187.8281 | 188.3601 | 187.7293 | 186.6275 | 187.4368 | 188.4037 | 185.6174 | 185.5044 | 186.0079 | 188.0779 | 188.9447 | 189.9558 | 186.8935 | 186.65 | 187.3829 | 193.4261 | 194.3793 | 195.4564 | 191.9803 | 191.5414 | 192.6182 | x
pipe diameter | km | # properties affected
0 | 0.04661 | 0 | 0.00033792 | 0.00033792 | 0.00033792 | 0.00033792 | 0.00033792 | 0.00033792 | 0.00033792 | 0.00033792 | 0.00033792 | 0.00033792 | 0.00033792 | 0.00033792 | 0.00033792 | 0.00033792 | 0.00033792 | 0.00033792 | 0.00033792 | 0.00033792 | 0.00033792 | 0.00033792 | 0.00033792 | 0.00033792 | 0.00033792 | 0.00033792 | 0.00033792 | 0.00033792 | 0.00033792 | 0.00033792 | 0.00033792 | 0.00033792 | 0.00033792 | 0.00033792 | 0.00033792 | 0.00033792 | 0.00033792 | 0.00033792 | 0.00033792 | 0.00033792 | 0.00033792 | 0.00033792 | 0.00033792 | 0.00033792 | 0.00033792
20 | 2.7082 | 0.305 | 0.019635 | 0.019633 | 0.019631 | 0.01963 | 0.019637 | 0.01964 | 0.019644 | 0.019633 | 0.019631 | 0.01963 | 0.019637 | 0.01964 | 0.019635 | 0.019633 | 0.019631 | 0.01963 | 0.019637 | 0.01964 | 0.019635 | 0.019633 | 0.019631 | 0.01963 | 0.019637 | 0.01964 | 0.019635 | 0.019633 | 0.019631 | 0.01963 | 0.019637 | 0.01964 | 0.019635 | 0.019633 | 0.019631 | 0.01963 | 0.019637 | 0.01964 | 0.019635 | 0.019633 | 0.019631 | 0.01963 | 0.019637 | 0.01964 | 0.019635
25 | 6.3867 | 0.47656 | 0.046304 | 0.046297 | 0.046291 | 0.046286 | 0.046313 | 0.046324 | 0.046339 | 0.046297 | 0.046291 | 0.046286 | 0.046313 | 0.046324 | 0.046304 | 0.046297 | 0.046291 | 0.046286 | 0.046313 | 0.046324 | 0.046304 | 0.046297 | 0.046291 | 0.046286 | 0.046313 | 0.046324 | 0.046304 | 0.046297 | 0.046291 | 0.046286 | 0.046313 | 0.046324 | 0.046304 | 0.046297 | 0.046291 | 0.046286 | 0.046313 | 0.046324 | 0.046304 | 0.046297 | 0.046291 | 0.046286 | 0.046313 | 0.046324 | 0.046304
32 | 2.651 | 0.7808 | 0.01922 | 0.019215 | 0.019211 | 0.019207 | 0.019226 | 0.019234 | 0.019244 | 0.019215 | 0.019211 | 0.019207 | 0.019226 | 0.019234 | 0.01922 | 0.019215 | 0.019211 | 0.019207 | 0.019226 | 0.019234 | 0.01922 | 0.019215 | 0.019211 | 0.019207 | 0.019226 | 0.019234 | 0.01922 | 0.019215 | 0.019211 | 0.019207 | 0.019226 | 0.019234 | 0.01922 | 0.019215 | 0.019211 | 0.019207 | 0.019226 | 0.019234 | 0.01922 | 0.019215 | 0.019211 | 0.019207 | 0.019226 | 0.019234 | 0.01922
40 | 7.0528 | 1.22 | 0.051133 | 0.051112 | 0.051096 | 0.051083 | 0.051158 | 0.051191 | 0.051232 | 0.051112 | 0.051096 | 0.051083 | 0.051158 | 0.051191 | 0.051133 | 0.051112 | 0.051096 | 0.051083 | 0.051158 | 0.051191 | 0.051133 | 0.051112 | 0.051096 | 0.051083 | 0.051158 | 0.051191 | 0.051133 | 0.051112 | 0.051096 | 0.051083 | 0.051158 | 0.051191 | 0.051133 | 0.051112 | 0.051096 | 0.051083 | 0.051158 | 0.051191 | 0.051133 | 0.051112 | 0.051096 | 0.051083 | 0.051158 | 0.051191 | 0.051133
50 | 4.8471 | 1.9062 | 0.035142 | 0.03512 | 0.035102 | 0.035088 | 0.035169 | 0.035204 | 0.035249 | 0.03512 | 0.035102 | 0.035088 | 0.035169 | 0.035204 | 0.035142 | 0.03512 | 0.035102 | 0.035088 | 0.035169 | 0.035204 | 0.035142 | 0.03512 | 0.035102 | 0.035088 | 0.035169 | 0.035204 | 0.035142 | 0.03512 | 0.035102 | 0.035088 | 0.035169 | 0.035204 | 0.035142 | 0.03512 | 0.035102 | 0.035088 | 0.035169 | 0.035204 | 0.035142 | 0.03512 | 0.035102 | 0.035088 | 0.035169 | 0.035204 | 0.035142
63 | 9.3051 | 3.0264 | 0.067462 | 0.067395 | 0.067342 | 0.067298 | 0.067546 | 0.067653 | 0.067788 | 0.067395 | 0.067342 | 0.067298 | 0.067546 | 0.067653 | 0.067462 | 0.067395 | 0.067342 | 0.067298 | 0.067546 | 0.067653 | 0.067462 | 0.067395 | 0.067342 | 0.067298 | 0.067546 | 0.067653 | 0.067462 | 0.067395 | 0.067342 | 0.067298 | 0.067546 | 0.067653 | 0.067462 | 0.067395 | 0.067342 | 0.067298 | 0.067546 | 0.067653 | 0.067462 | 0.067395 | 0.067342 | 0.067298 | 0.067546 | 0.067653 | 0.067462
65 | 0.13253 | 3.2216 | 0.00096081 | 0.0009598 | 0.00095899 | 0.00095833 | 0.00096209 | 0.0009637 | 0.00096576 | 0.0009598 | 0.00095899 | 0.00095833 | 0.00096209 | 0.0009637 | 0.00096081 | 0.0009598 | 0.00095899 | 0.00095833 | 0.00096209 | 0.0009637 | 0.00096081 | 0.0009598 | 0.00095899 | 0.00095833 | 0.00096209 | 0.0009637 | 0.00096081 | 0.0009598 | 0.00095899 | 0.00095833 | 0.00096209 | 0.0009637 | 0.00096081 | 0.0009598 | 0.00095899 | 0.00095833 | 0.00096209 | 0.0009637 | 0.00096081 | 0.0009598 | 0.00095899 | 0.00095833 | 0.00096209 | 0.0009637 | 0.00096081
75 | 0.62656 | 4.2891 | 0.0045426 | 0.0045362 | 0.0045311 | 0.0045269 | 0.0045506 | 0.0045607 | 0.0045737 | 0.0045362 | 0.0045311 | 0.0045269 | 0.0045506 | 0.0045607 | 0.0045426 | 0.0045362 | 0.0045311 | 0.0045269 | 0.0045506 | 0.0045607 | 0.0045426 | 0.0045362 | 0.0045311 | 0.0045269 | 0.0045506 | 0.0045607 | 0.0045426 | 0.0045362 | 0.0045311 | 0.0045269 | 0.0045506 | 0.0045607 | 0.0045426 | 0.0045362 | 0.0045311 | 0.0045269 | 0.0045506 | 0.0045607 | 0.0045426 | 0.0045362 | 0.0045311 | 0.0045269 | 0.0045506 | 0.0045607 | 0.0045426
80 | 2.6897 | 4.88 | 0.0195 | 0.019469 | 0.019444 | 0.019424 | 0.01954 | 0.019589 | 0.019652 | 0.019469 | 0.019444 | 0.019424 | 0.01954 | 0.019589 | 0.0195 | 0.019469 | 0.019444 | 0.019424 | 0.01954 | 0.019589 | 0.0195 | 0.019469 | 0.019444 | 0.019424 | 0.01954 | 0.019589 | 0.0195 | 0.019469 | 0.019444 | 0.019424 | 0.01954 | 0.019589 | 0.0195 | 0.019469 | 0.019444 | 0.019424 | 0.01954 | 0.019589 | 0.0195 | 0.019469 | 0.019444 | 0.019424 | 0.01954 | 0.019589 | 0.0195
90 | 18.1406 | 6.1762 | 0.13152 | 0.13125 | 0.13104 | 0.13087 | 0.13185 | 0.13228 | 0.13282 | 0.13125 | 0.13104 | 0.13087 | 0.13185 | 0.13228 | 0.13152 | 0.13125 | 0.13104 | 0.13087 | 0.13185 | 0.13228 | 0.13152 | 0.13125 | 0.13104 | 0.13087 | 0.13185 | 0.13228 | 0.13152 | 0.13125 | 0.13104 | 0.13087 | 0.13185 | 0.13228 | 0.13152 | 0.13125 | 0.13104 | 0.13087 | 0.13185 | 0.13228 | 0.13152 | 0.13125 | 0.13104 | 0.13087 | 0.13185 | 0.13228 | 0.13152
100 | 12115.3887 | 7.625 | 87.8366 | 87.617 | 87.441 | 87.2988 | 88.1124 | 88.4616 | 88.9063 | 87.617 | 87.441 | 87.2988 | 88.1124 | 88.4616 | 87.8366 | 87.617 | 87.441 | 87.2988 | 88.1124 | 88.4616 | 87.8366 | 87.617 | 87.441 | 87.2988 | 88.1124 | 88.4616 | 87.8366 | 87.617 | 87.441 | 87.2988 | 88.1124 | 88.4616 | 87.8366 | 87.617 | 87.441 | 87.2988 | 88.1124 | 88.4616 | 87.8366 | 87.617 | 87.441 | 87.2988 | 88.1124 | 88.4616 | 87.8366
110 | 0.86656 | 9.2263 | 0.0062826 | 0.0062636 | 0.0062483 | 0.006236 | 0.0063065 | 0.0063367 | 0.0063752 | 0.0062636 | 0.0062483 | 0.006236 | 0.0063065 | 0.0063367 | 0.0062826 | 0.0062636 | 0.0062483 | 0.006236 | 0.0063065 | 0.0063367 | 0.0062826 | 0.0062636 | 0.0062483 | 0.006236 | 0.0063065 | 0.0063367 | 0.0062826 | 0.0062636 | 0.0062483 | 0.006236 | 0.0063065 | 0.0063367 | 0.0062826 | 0.0062636 | 0.0062483 | 0.006236 | 0.0063065 | 0.0063367 | 0.0062826 | 0.0062636 | 0.0062483 | 0.006236 | 0.0063065 | 0.0063367 | 0.0062826
121 | 0.0066148 | 11.1638 | 4.7958e-05 | 4.7782e-05 | 4.7641e-05 | 4.7528e-05 | 4.8178e-05 | 4.8457e-05 | 4.8813e-05 | 4.7782e-05 | 4.7641e-05 | 4.7528e-05 | 4.8178e-05 | 4.8457e-05 | 4.7958e-05 | 4.7782e-05 | 4.7641e-05 | 4.7528e-05 | 4.8178e-05 | 4.8457e-05 | 4.7958e-05 | 4.7782e-05 | 4.7641e-05 | 4.7528e-05 | 4.8178e-05 | 4.8457e-05 | 4.7958e-05 | 4.7782e-05 | 4.7641e-05 | 4.7528e-05 | 4.8178e-05 | 4.8457e-05 | 4.7958e-05 | 4.7782e-05 | 4.7641e-05 | 4.7528e-05 | 4.8178e-05 | 4.8457e-05 | 4.7958e-05 | 4.7782e-05 | 4.7641e-05 | 4.7528e-05 | 4.8178e-05 | 4.8457e-05 | 4.7958e-05
125 | 422.4961 | 11.9141 | 3.0631 | 3.0511 | 3.0415 | 3.0338 | 3.0781 | 3.0972 | 3.1214 | 3.0511 | 3.0415 | 3.0338 | 3.0781 | 3.0972 | 3.0631 | 3.0511 | 3.0415 | 3.0338 | 3.0781 | 3.0972 | 3.0631 | 3.0511 | 3.0415 | 3.0338 | 3.0781 | 3.0972 | 3.0631 | 3.0511 | 3.0415 | 3.0338 | 3.0781 | 3.0972 | 3.0631 | 3.0511 | 3.0415 | 3.0338 | 3.0781 | 3.0972 | 3.0631 | 3.0511 | 3.0415 | 3.0338 | 3.0781 | 3.0972 | 3.0631
140 | 4.1733 | 14.945 | 0.030257 | 0.030108 | 0.029989 | 0.029893 | 0.030443 | 0.030678 | 0.030979 | 0.030108 | 0.029989 | 0.029893 | 0.030443 | 0.030678 | 0.030257 | 0.030108 | 0.029989 | 0.029893 | 0.030443 | 0.030678 | 0.030257 | 0.030108 | 0.029989 | 0.029893 | 0.030443 | 0.030678 | 0.030257 | 0.030108 | 0.029989 | 0.029893 | 0.030443 | 0.030678 | 0.030257 | 0.030108 | 0.029989 | 0.029893 | 0.030443 | 0.030678 | 0.030257 | 0.030108 | 0.029989 | 0.029893 | 0.030443 | 0.030678 | 0.030257
150 | 3773.6224 | 17.1562 | 27.3588 | 27.2049 | 27.0815 | 26.9819 | 27.5521 | 27.7968 | 28.1084 | 27.2049 | 27.0815 | 26.9819 | 27.5521 | 27.7968 | 27.3588 | 27.2049 | 27.0815 | 26.9819 | 27.5521 | 27.7968 | 27.3588 | 27.2049 | 27.0815 | 26.9819 | 27.5521 | 27.7968 | 27.3588 | 27.2049 | 27.0815 | 26.9819 | 27.5521 | 27.7968 | 27.3588 | 27.2049 | 27.0815 | 26.9819 | 27.5521 | 27.7968 | 27.3588 | 32.431 | 32.3906 | 32.3546 | 32.5269 | 32.5835 | 32.4762
160 | 0.11729 | 19.52 | 0.00085034 | 0.0008449 | 0.00084054 | 0.00083701 | 0.00085718 | 0.00086583 | 0.00087685 | 0.0008449 | 0.00084054 | 0.00083701 | 0.00085718 | 0.00086583 | 0.00085034 | 0.0008449 | 0.00084054 | 0.00083701 | 0.00085718 | 0.00086583 | 0.00085034 | 0.0008449 | 0.00084054 | 0.00083701 | 0.00085718 | 0.00086583 | 0.00085034 | 0.0008449 | 0.00084054 | 0.00083701 | 0.00085718 | 0.00086583 | 0.00085034 | 0.0008449 | 0.00084054 | 0.00083701 | 0.00085718 | 0.00086583 | 0.00085034 | 0.00099934 | 0.00099791 | 0.00099664 | 0.0010027 | 0.0010047 | 0.0010009
168 | 1.2468 | 21.5208 | 0.0090394 | 0.0089756 | 0.0089245 | 0.0088832 | 0.0091195 | 0.0092209 | 0.0093501 | 0.0089756 | 0.0089245 | 0.0088832 | 0.0091195 | 0.0092209 | 0.0090394 | 0.0089756 | 0.0089245 | 0.0088832 | 0.0091195 | 0.0092209 | 0.0090394 | 0.0089756 | 0.0089245 | 0.0088832 | 0.0091195 | 0.0092209 | 0.0090394 | 0.0089756 | 0.0089245 | 0.0088832 | 0.0091195 | 0.0092209 | 0.0090394 | 0.0089756 | 0.0089245 | 0.0088832 | 0.0091195 | 0.0092209 | 0.0090394 | 0.010546 | 0.010529 | 0.010514 | 0.010585 | 0.010609 | 0.010564
180 | 103.1346 | 24.705 | 0.74773 | 0.74167 | 0.73681 | 0.73289 | 0.75533 | 0.76496 | 0.77723 | 0.74167 | 0.73681 | 0.73289 | 0.75533 | 0.76496 | 0.74773 | 0.74167 | 0.73681 | 0.73289 | 0.75533 | 0.76496 | 0.74773 | 0.74167 | 0.73681 | 0.73289 | 0.75533 | 0.76496 | 0.74773 | 0.74167 | 0.73681 | 0.73289 | 0.75533 | 0.76496 | 0.74773 | 0.74167 | 0.73681 | 0.73289 | 0.75533 | 0.76496 | 0.74773 | 0.86207 | 0.86048 | 0.85906 | 0.86584 | 0.86807 | 0.86385
200 | 1414.9522 | 30.5 | 10.2584 | 10.1558 | 10.0736 | 10.0072 | 10.3873 | 10.5504 | 10.7581 | 10.1558 | 10.0736 | 10.0072 | 10.3873 | 10.5504 | 10.2584 | 10.1558 | 10.0736 | 10.0072 | 10.3873 | 10.5504 | 10.2584 | 10.1558 | 10.0736 | 10.0072 | 10.3873 | 10.5504 | 10.2584 | 10.1558 | 10.0736 | 10.0072 | 10.3873 | 10.5504 | 10.2584 | 11.5714 | 11.5445 | 11.5205 | 11.6353 | 11.6731 | 11.6015 | 11.5714 | 11.5445 | 11.5205 | 11.6353 | 11.6731 | 11.6015
219 | 0.56119 | 36.5703 | 0.0040687 | 0.0040199 | 0.0039808 | 0.0039492 | 0.0041299 | 0.0042075 | 0.0043063 | 0.0040199 | 0.0039808 | 0.0039492 | 0.0041299 | 0.0042075 | 0.0040687 | 0.0040199 | 0.0039808 | 0.0039492 | 0.0041299 | 0.0042075 | 0.0040687 | 0.0040199 | 0.0039808 | 0.0039492 | 0.0041299 | 0.0042075 | 0.0040687 | 0.0040199 | 0.0039808 | 0.0039492 | 0.0041299 | 0.0042075 | 0.0040687 | 0.0044832 | 0.0044704 | 0.0044589 | 0.0045136 | 0.0045315 | 0.0044975 | 0.0044832 | 0.0044704 | 0.0044589 | 0.0045136 | 0.0045315 | 0.0044975
225 | 44.8004 | 38.6016 | 0.3248 | 0.32069 | 0.3174 | 0.31474 | 0.32997 | 0.3365 | 0.34483 | 0.32069 | 0.3174 | 0.31474 | 0.32997 | 0.3365 | 0.3248 | 0.32069 | 0.3174 | 0.31474 | 0.32997 | 0.3365 | 0.3248 | 0.32069 | 0.3174 | 0.31474 | 0.32997 | 0.3365 | 0.3248 | 0.32069 | 0.3174 | 0.31474 | 0.32997 | 0.3365 | 0.3248 | 0.35505 | 0.35398 | 0.35301 | 0.35762 | 0.35913 | 0.35626 | 0.35505 | 0.35398 | 0.35301 | 0.35762 | 0.35913 | 0.35626
250 | 874.3262 | 47.6562 | 6.3389 | 6.2398 | 6.1604 | 6.0963 | 6.4633 | 6.6208 | 6.8214 | 6.2398 | 6.1604 | 6.0963 | 6.4633 | 6.6208 | 6.3389 | 6.2398 | 6.1604 | 6.0963 | 6.4633 | 6.6208 | 6.3389 | 6.2398 | 6.1604 | 6.0963 | 6.4633 | 6.6208 | 6.3389 | 6.6823 | 6.6564 | 6.6332 | 6.7441 | 6.7805 | 6.7114 | 6.6823 | 6.6564 | 6.6332 | 6.7441 | 6.7805 | 6.7114 | 6.6823 | 6.6564 | 6.6332 | 6.7441 | 6.7805 | 6.7114
273 | 0.76867 | 56.8284 | 0.0055729 | 0.0054691 | 0.0053858 | 0.0053186 | 0.0057033 | 0.0058684 | 0.0060787 | 0.0054691 | 0.0053858 | 0.0053186 | 0.0057033 | 0.0058684 | 0.0055729 | 0.0054691 | 0.0053858 | 0.0053186 | 0.0057033 | 0.0058684 | 0.0055729 | 0.0054691 | 0.0053858 | 0.0053186 | 0.0057033 | 0.0058684 | 0.0055729 | 0.0056549 | 0.0056277 | 0.0056034 | 0.0057197 | 0.0057579 | 0.0056855 | 0.0056549 | 0.0056277 | 0.0056034 | 0.0057197 | 0.0057579 | 0.0056855 | 0.0056549 | 0.0056277 | 0.0056034 | 0.0057197 | 0.0057579 | 0.0056855
280 | 3.4332 | 59.78 | 0.024891 | 0.024403 | 0.024012 | 0.023696 | 0.025504 | 0.026279 | 0.027267 | 0.024403 | 0.024012 | 0.023696 | 0.025504 | 0.026279 | 0.024891 | 0.024403 | 0.024012 | 0.023696 | 0.025504 | 0.026279 | 0.024891 | 0.024403 | 0.024012 | 0.023696 | 0.025504 | 0.026279 | 0.024891 | 0.024941 | 0.024813 | 0.024699 | 0.025245 | 0.025425 | 0.025085 | 0.024941 | 0.024813 | 0.024699 | 0.025245 | 0.025425 | 0.025085 | 0.024941 | 0.024813 | 0.024699 | 0.025245 | 0.025425 | 0.025085
300 | 791.4461 | 68.625 | 7.2253 | 7.1873 | 7.1535 | 7.1233 | 7.2678 | 7.3153 | 7.3682 | 7.2649 | 7.1614 | 7.0779 | 7.5562 | 7.7615 | 7.394 | 7.2649 | 7.1614 | 7.0779 | 7.5562 | 7.7615 | 7.394 | 7.2649 | 7.1614 | 7.0779 | 7.5562 | 7.7615 | 7.394 | 7.1873 | 7.1535 | 7.1233 | 7.2678 | 7.3153 | 7.2253 | 7.1873 | 7.1535 | 7.1233 | 7.2678 | 7.3153 | 7.2253 | 7.1873 | 7.1535 | 7.1233 | 7.2678 | 7.3153 | 7.2253
315 | 14.8027 | 75.6591 | 0.13514 | 0.13435 | 0.13366 | 0.13303 | 0.13601 | 0.13699 | 0.13808 | 0.13881 | 0.13667 | 0.13495 | 0.14481 | 0.14904 | 0.14147 | 0.13881 | 0.13667 | 0.13495 | 0.14481 | 0.14904 | 0.14147 | 0.13881 | 0.13667 | 0.13495 | 0.14481 | 0.14904 | 0.14147 | 0.13435 | 0.13366 | 0.13303 | 0.13601 | 0.13699 | 0.13514 | 0.13435 | 0.13366 | 0.13303 | 0.13601 | 0.13699 | 0.13514 | 0.13435 | 0.13366 | 0.13303 | 0.13601 | 0.13699 | 0.13514
324 | 0.32953 | 80.0442 | 0.0030083 | 0.0029899 | 0.0029735 | 0.0029588 | 0.003029 | 0.0030521 | 0.0030777 | 0.0031306 | 0.0030804 | 0.0030398 | 0.0032721 | 0.0033718 | 0.0031933 | 0.0031306 | 0.0030804 | 0.0030398 | 0.0032721 | 0.0033718 | 0.0031933 | 0.0031306 | 0.0030804 | 0.0030398 | 0.0032721 | 0.0033718 | 0.0031933 | 0.0029899 | 0.0029735 | 0.0029588 | 0.003029 | 0.0030521 | 0.0030083 | 0.0029899 | 0.0029735 | 0.0029588 | 0.003029 | 0.0030521 | 0.0030083 | 0.0029899 | 0.0029735 | 0.0029588 | 0.003029 | 0.0030521 | 0.0030083
350 | 0.029567 | 93.4062 | 0.00026993 | 0.000268 | 0.00026628 | 0.00026474 | 0.00027209 | 0.0002745 | 0.00027719 | 0.00029201 | 0.00028675 | 0.0002825 | 0.00030682 | 0.00031726 | 0.00029857 | 0.00029201 | 0.00028675 | 0.0002825 | 0.00030682 | 0.00031726 | 0.00029857 | 0.00029201 | 0.00028675 | 0.0002825 | 0.00030682 | 0.00031726 | 0.00029857 | 0.000268 | 0.00026628 | 0.00026474 | 0.00027209 | 0.0002745 | 0.00026993 | 0.000268 | 0.00026628 | 0.00026474 | 0.00027209 | 0.0002745 | 0.00026993 | 0.000268 | 0.00026628 | 0.00026474 | 0.00027209 | 0.0002745 | 0.00026993
355 | 6.2083 | 96.0941 | 0.056677 | 0.05626 | 0.055888 | 0.055556 | 0.057144 | 0.057666 | 0.058247 | 0.061783 | 0.060646 | 0.059728 | 0.064982 | 0.067237 | 0.063201 | 0.061783 | 0.060646 | 0.059728 | 0.064982 | 0.067237 | 0.063201 | 0.061783 | 0.060646 | 0.059728 | 0.064982 | 0.067237 | 0.063201 | 0.05626 | 0.055888 | 0.055556 | 0.057144 | 0.057666 | 0.056677 | 0.05626 | 0.055888 | 0.055556 | 0.057144 | 0.057666 | 0.056677 | 0.05626 | 0.055888 | 0.055556 | 0.057144 | 0.057666 | 0.056677
356 | 0.00099906 | 96.6362 | 9.1206e-06 | 9.0532e-06 | 8.993e-06 | 8.9393e-06 | 9.1962e-06 | 9.2807e-06 | 9.3747e-06 | 9.9575e-06 | 9.7735e-06 | 9.6249e-06 | 1.0475e-05 | 1.084e-05 | 1.0187e-05 | 9.9575e-06 | 9.7735e-06 | 9.6249e-06 | 1.0475e-05 | 1.084e-05 | 1.0187e-05 | 9.9575e-06 | 9.7735e-06 | 9.6249e-06 | 1.0475e-05 | 1.084e-05 | 1.0187e-05 | 9.0532e-06 | 8.993e-06 | 8.9393e-06 | 9.1962e-06 | 9.2807e-06 | 9.1206e-06 | 9.0532e-06 | 8.993e-06 | 8.9393e-06 | 9.1962e-06 | 9.2807e-06 | 9.1206e-06 | 9.0532e-06 | 8.993e-06 | 8.9393e-06 | 9.1962e-06 | 9.2807e-06 | 9.1206e-06
375 | 622.5929 | 107.2266 | 5.6838 | 5.6371 | 5.5955 | 5.5584 | 5.736 | 5.7944 | 5.8594 | 5.6371 | 5.5955 | 5.5584 | 5.736 | 5.7944 | 5.6838 | 6.3907 | 6.2634 | 6.1607 | 6.7487 | 7.001 | 6.5493 | 6.3907 | 6.2634 | 6.1607 | 6.7487 | 7.001 | 6.5493 | 5.6371 | 5.5955 | 5.5584 | 5.736 | 5.7944 | 5.6838 | 5.6371 | 5.5955 | 5.5584 | 5.736 | 5.7944 | 5.6838 | 5.6371 | 5.5955 | 5.5584 | 5.736 | 5.7944 | 5.6838
400 | 7.5019 | 122 | 0.068486 | 0.067847 | 0.067276 | 0.066767 | 0.069203 | 0.070003 | 0.070894 | 0.067847 | 0.067276 | 0.066767 | 0.069203 | 0.070003 | 0.068486 | 0.080119 | 0.078375 | 0.076967 | 0.085028 | 0.088487 | 0.082295 | 0.080119 | 0.078375 | 0.076967 | 0.085028 | 0.088487 | 0.082295 | 0.067847 | 0.067276 | 0.066767 | 0.069203 | 0.070003 | 0.068486 | 0.067847 | 0.067276 | 0.066767 | 0.069203 | 0.070003 | 0.068486 | 0.067847 | 0.067276 | 0.066767 | 0.069203 | 0.070003 | 0.068486
406 | 0.19932 | 125.6874 | 0.0018196 | 0.0018021 | 0.0017865 | 0.0017725 | 0.0018392 | 0.0018611 | 0.0018855 | 0.0018021 | 0.0017865 | 0.0017725 | 0.0018392 | 0.0018611 | 0.0018196 | 0.0021493 | 0.0021016 | 0.002063 | 0.0022837 | 0.0023784 | 0.0022089 | 0.0021493 | 0.0021016 | 0.002063 | 0.0022837 | 0.0023784 | 0.0022089 | 0.0018021 | 0.0017865 | 0.0017725 | 0.0018392 | 0.0018611 | 0.0018196 | 0.0018021 | 0.0017865 | 0.0017725 | 0.0018392 | 0.0018611 | 0.0018196 | 0.0018021 | 0.0017865 | 0.0017725 | 0.0018392 | 0.0018611 | 0.0018196
415 | 2.0151 | 131.3216 | 0.018397 | 0.018212 | 0.018047 | 0.0179 | 0.018604 | 0.018835 | 0.019093 | 0.018212 | 0.018047 | 0.0179 | 0.018604 | 0.018835 | 0.018397 | 0.02205 | 0.021545 | 0.021138 | 0.023469 | 0.024469 | 0.022679 | 0.02205 | 0.021545 | 0.021138 | 0.023469 | 0.024469 | 0.022679 | 0.018212 | 0.018047 | 0.0179 | 0.018604 | 0.018835 | 0.018397 | 0.018212 | 0.018047 | 0.0179 | 0.018604 | 0.018835 | 0.018397 | 0.018212 | 0.018047 | 0.0179 | 0.018604 | 0.018835 | 0.018397
450 | 363.5604 | 154.4062 | 3.319 | 3.2798 | 3.2448 | 3.2136 | 3.363 | 3.4121 | 3.4667 | 3.2798 | 3.2448 | 3.2136 | 3.363 | 3.4121 | 3.319 | 3.2798 | 3.2448 | 3.2136 | 3.363 | 3.4121 | 3.319 | 4.214 | 4.1071 | 4.0207 | 4.5151 | 4.7272 | 4.3475 | 3.2798 | 3.2448 | 3.2136 | 3.363 | 3.4121 | 3.319 | 3.2798 | 3.2448 | 3.2136 | 3.363 | 3.4121 | 3.319 | 3.2798 | 3.2448 | 3.2136 | 3.363 | 3.4121 | 3.319
500 | 384.5966 | 190.625 | 3.5111 | 3.4598 | 3.4141 | 3.3733 | 3.5684 | 3.6326 | 3.704 | 3.4598 | 3.4141 | 3.3733 | 3.5684 | 3.6326 | 3.5111 | 3.4598 | 3.4141 | 3.3733 | 3.5684 | 3.6326 | 3.5111 | 3.4598 | 3.4141 | 3.3733 | 3.5684 | 3.6326 | 3.5111 | 3.4598 | 3.4141 | 3.3733 | 3.5684 | 3.6326 | 3.5111 | 3.4598 | 3.4141 | 3.3733 | 3.5684 | 3.6326 | 3.5111 | 3.4598 | 3.4141 | 3.3733 | 3.5684 | 3.6326 | 3.5111
508 | 1.4541 | 196.7738 | 0.013274 | 0.013074 | 0.012896 | 0.012737 | 0.013498 | 0.013749 | 0.014027 | 0.013074 | 0.012896 | 0.012737 | 0.013498 | 0.013749 | 0.013274 | 0.013074 | 0.012896 | 0.012737 | 0.013498 | 0.013749 | 0.013274 | 0.013074 | 0.012896 | 0.012737 | 0.013498 | 0.013749 | 0.013274 | 0.013074 | 0.012896 | 0.012737 | 0.013498 | 0.013749 | 0.013274 | 0.013074 | 0.012896 | 0.012737 | 0.013498 | 0.013749 | 0.013274 | 0.013074 | 0.012896 | 0.012737 | 0.013498 | 0.013749 | 0.013274
550 | 0.22532 | 230.6562 | 0.002057 | 0.0020206 | 0.0019882 | 0.0019593 | 0.0020976 | 0.0021431 | 0.0021937 | 0.0020206 | 0.0019882 | 0.0019593 | 0.0020976 | 0.0021431 | 0.002057 | 0.0020206 | 0.0019882 | 0.0019593 | 0.0020976 | 0.0021431 | 0.002057 | 0.0020206 | 0.0019882 | 0.0019593 | 0.0020976 | 0.0021431 | 0.002057 | 0.0020206 | 0.0019882 | 0.0019593 | 0.0020976 | 0.0021431 | 0.002057 | 0.0020206 | 0.0019882 | 0.0019593 | 0.0020976 | 0.0021431 | 0.002057 | 0.0020206 | 0.0019882 | 0.0019593 | 0.0020976 | 0.0021431 | 0.002057
559 | 0.77505 | 238.2668 | 0.0070756 | 0.0069466 | 0.0068315 | 0.0067287 | 0.0072202 | 0.0073818 | 0.0075615 | 0.0069466 | 0.0068315 | 0.0067287 | 0.0072202 | 0.0073818 | 0.0070756 | 0.0069466 | 0.0068315 | 0.0067287 | 0.0072202 | 0.0073818 | 0.0070756 | 0.0069466 | 0.0068315 | 0.0067287 | 0.0072202 | 0.0073818 | 0.0070756 | 0.0069466 | 0.0068315 | 0.0067287 | 0.0072202 | 0.0073818 | 0.0070756 | 0.0069466 | 0.0068315 | 0.0067287 | 0.0072202 | 0.0073818 | 0.0070756 | 0.0069466 | 0.0068315 | 0.0067287 | 0.0072202 | 0.0073818 | 0.0070756
560 | 3.301 | 239.12 | 0.030136 | 0.029584 | 0.029092 | 0.028653 | 0.030754 | 0.031444 | 0.032213 | 0.029584 | 0.029092 | 0.028653 | 0.030754 | 0.031444 | 0.030136 | 0.029584 | 0.029092 | 0.028653 | 0.030754 | 0.031444 | 0.030136 | 0.029584 | 0.029092 | 0.028653 | 0.030754 | 0.031444 | 0.030136 | 0.029584 | 0.029092 | 0.028653 | 0.030754 | 0.031444 | 0.030136 | 0.029584 | 0.029092 | 0.028653 | 0.030754 | 0.031444 | 0.030136 | 0.029584 | 0.029092 | 0.028653 | 0.030754 | 0.031444 | 0.030136
600 | 359.1741 | 274.5 | 3.279 | 3.2101 | 3.1486 | 3.0938 | 3.3561 | 3.4424 | 3.5384 | 3.2101 | 3.1486 | 3.0938 | 3.3561 | 3.4424 | 3.279 | 3.2101 | 3.1486 | 3.0938 | 3.3561 | 3.4424 | 3.279 | 3.2101 | 3.1486 | 3.0938 | 3.3561 | 3.4424 | 3.279 | 3.2101 | 3.1486 | 3.0938 | 3.3561 | 3.4424 | 3.279 | 3.2101 | 3.1486 | 3.0938 | 3.3561 | 3.4424 | 3.279 | 3.2101 | 3.1486 | 3.0938 | 3.3561 | 3.4424 | 3.279
650 | 1.9155 | 322.1562 | 0.017487 | 0.017056 | 0.016671 | 0.016328 | 0.01797 | 0.01851 | 0.019111 | 0.017056 | 0.016671 | 0.016328 | 0.01797 | 0.01851 | 0.017487 | 0.017056 | 0.016671 | 0.016328 | 0.01797 | 0.01851 | 0.017487 | 0.017056 | 0.016671 | 0.016328 | 0.01797 | 0.01851 | 0.017487 | 0.017056 | 0.016671 | 0.016328 | 0.01797 | 0.01851 | 0.017487 | 0.017056 | 0.016671 | 0.016328 | 0.01797 | 0.01851 | 0.017487 | 0.017056 | 0.016671 | 0.016328 | 0.01797 | 0.01851 | 0.017487
660 | 0.22201 | 332.145 | 0.0020268 | 0.0019753 | 0.0019293 | 0.0018883 | 0.0020845 | 0.0021491 | 0.0022209 | 0.0019753 | 0.0019293 | 0.0018883 | 0.0020845 | 0.0021491 | 0.0020268 | 0.0019753 | 0.0019293 | 0.0018883 | 0.0020845 | 0.0021491 | 0.0020268 | 0.0019753 | 0.0019293 | 0.0018883 | 0.0020845 | 0.0021491 | 0.0020268 | 0.0019753 | 0.0019293 | 0.0018883 | 0.0020845 | 0.0021491 | 0.0020268 | 0.0019753 | 0.0019293 | 0.0018883 | 0.0020845 | 0.0021491 | 0.0020268 | 0.0019753 | 0.0019293 | 0.0018883 | 0.0020845 | 0.0021491 | 0.0020268
675 | 0.12371 | 347.4141 | 0.0011294 | 0.0010994 | 0.0010726 | 0.0010486 | 0.001163 | 0.0012006 | 0.0012425 | 0.0010994 | 0.0010726 | 0.0010486 | 0.001163 | 0.0012006 | 0.0011294 | 0.0010994 | 0.0010726 | 0.0010486 | 0.001163 | 0.0012006 | 0.0011294 | 0.0010994 | 0.0010726 | 0.0010486 | 0.001163 | 0.0012006 | 0.0011294 | 0.0010994 | 0.0010726 | 0.0010486 | 0.001163 | 0.0012006 | 0.0011294 | 0.0010994 | 0.0010726 | 0.0010486 | 0.001163 | 0.0012006 | 0.0011294 | 0.0010994 | 0.0010726 | 0.0010486 | 0.001163 | 0.0012006 | 0.0011294
750 | 231.606 | 428.9062 | 2.1144 | 2.045 | 1.983 | 1.9278 | 2.1921 | 2.2791 | 2.3758 | 2.045 | 1.983 | 1.9278 | 2.1921 | 2.2791 | 2.1144 | 2.045 | 1.983 | 1.9278 | 2.1921 | 2.2791 | 2.1144 | 2.045 | 1.983 | 1.9278 | 2.1921 | 2.2791 | 2.1144 | 2.045 | 1.983 | 1.9278 | 2.1921 | 2.2791 | 2.1144 | 2.045 | 1.983 | 1.9278 | 2.1921 | 2.2791 | 2.1144 | 2.045 | 1.983 | 1.9278 | 2.1921 | 2.2791 | 2.1144
800 | 0.61916 | 488 | 0.0056524 | 0.0054413 | 0.005253 | 0.0050848 | 0.0058889 | 0.0061533 | 0.0064474 | 0.0054413 | 0.005253 | 0.0050848 | 0.0058889 | 0.0061533 | 0.0056524 | 0.0054413 | 0.005253 | 0.0050848 | 0.0058889 | 0.0061533 | 0.0056524 | 0.0054413 | 0.005253 | 0.0050848 | 0.0058889 | 0.0061533 | 0.0056524 | 0.0054413 | 0.005253 | 0.0050848 | 0.0058889 | 0.0061533 | 0.0056524 | 0.0054413 | 0.005253 | 0.0050848 | 0.0058889 | 0.0061533 | 0.0056524 | 0.0054413 | 0.005253 | 0.0050848 | 0.0058889 | 0.0061533 | 0.0056524
810 | 0.95566 | 500.2762 | 0.0087244 | 0.0083903 | 0.0080923 | 0.0078263 | 0.0090986 | 0.0095169 | 0.0099824 | 0.0083903 | 0.0080923 | 0.0078263 | 0.0090986 | 0.0095169 | 0.0087244 | 0.0083903 | 0.0080923 | 0.0078263 | 0.0090986 | 0.0095169 | 0.0087244 | 0.0083903 | 0.0080923 | 0.0078263 | 0.0090986 | 0.0095169 | 0.0087244 | 0.0083903 | 0.0080923 | 0.0078263 | 0.0090986 | 0.0095169 | 0.0087244 | 0.0083903 | 0.0080923 | 0.0078263 | 0.0090986 | 0.0095169 | 0.0087244 | 0.0083903 | 0.0080923 | 0.0078263 | 0.0090986 | 0.0095169 | 0.0087244
813 | 1.7254 | 503.9889 | 0.015752 | 0.015144 | 0.014602 | 0.014118 | 0.016433 | 0.017193 | 0.01804 | 0.015144 | 0.014602 | 0.014118 | 0.016433 | 0.017193 | 0.015752 | 0.015144 | 0.014602 | 0.014118 | 0.016433 | 0.017193 | 0.015752 | 0.015144 | 0.014602 | 0.014118 | 0.016433 | 0.017193 | 0.015752 | 0.015144 | 0.014602 | 0.014118 | 0.016433 | 0.017193 | 0.015752 | 0.015144 | 0.014602 | 0.014118 | 0.016433 | 0.017193 | 0.015752 | 0.015144 | 0.014602 | 0.014118 | 0.016433 | 0.017193 | 0.015752
840 | 8.9355 | 538.02 | 0.081574 | 0.078215 | 0.075218 | 0.072544 | 0.085337 | 0.089544 | 0.094224 | 0.078215 | 0.075218 | 0.072544 | 0.085337 | 0.089544 | 0.081574 | 0.078215 | 0.075218 | 0.072544 | 0.085337 | 0.089544 | 0.081574 | 0.078215 | 0.075218 | 0.072544 | 0.085337 | 0.089544 | 0.081574 | 0.078215 | 0.075218 | 0.072544 | 0.085337 | 0.089544 | 0.081574 | 0.078215 | 0.075218 | 0.072544 | 0.085337 | 0.089544 | 0.081574 | 0.078215 | 0.075218 | 0.072544 | 0.085337 | 0.089544 | 0.081574
850 | 0.022 | 550.9062 | 0.00020085 | 0.00019238 | 0.00018482 | 0.00017808 | 0.00021033 | 0.00022094 | 0.00023274 | 0.00019238 | 0.00018482 | 0.00017808 | 0.00021033 | 0.00022094 | 0.00020085 | 0.00019238 | 0.00018482 | 0.00017808 | 0.00021033 | 0.00022094 | 0.00020085 | 0.00019238 | 0.00018482 | 0.00017808 | 0.00021033 | 0.00022094 | 0.00020085 | 0.00019238 | 0.00018482 | 0.00017808 | 0.00021033 | 0.00022094 | 0.00020085 | 0.00019238 | 0.00018482 | 0.00017808 | 0.00021033 | 0.00022094 | 0.00020085 | 0.00019238 | 0.00018482 | 0.00017808 | 0.00021033 | 0.00022094 | 0.00020085
900 | 122.1304 | 617.625 | 1.115 | 1.0622 | 1.0152 | 0.97326 | 1.174 | 1.24 | 1.3134 | 1.0622 | 1.0152 | 0.97326 | 1.174 | 1.24 | 1.115 | 1.0622 | 1.0152 | 0.97326 | 1.174 | 1.24 | 1.115 | 1.0622 | 1.0152 | 0.97326 | 1.174 | 1.24 | 1.115 | 1.0622 | 1.0152 | 0.97326 | 1.174 | 1.24 | 1.115 | 1.0622 | 1.0152 | 0.97326 | 1.174 | 1.24 | 1.115 | 1.0622 | 1.0152 | 0.97326 | 1.174 | 1.24 | 1.115
1000 | 2.7903 | 762.5 | 0.025473 | 0.023986 | 0.02266 | 0.021476 | 0.027138 | 0.029 | 0.031071 | 0.023986 | 0.02266 | 0.021476 | 0.027138 | 0.029 | 0.025473 | 0.023986 | 0.02266 | 0.021476 | 0.027138 | 0.029 | 0.025473 | 0.023986 | 0.02266 | 0.021476 | 0.027138 | 0.029 | 0.025473 | 0.023986 | 0.02266 | 0.021476 | 0.027138 | 0.029 | 0.025473 | 0.023986 | 0.02266 | 0.021476 | 0.027138 | 0.029 | 0.025473 | 0.023986 | 0.02266 | 0.021476 | 0.027138 | 0.029 | 0.025473
1050 | 44.3631 | 840.6562 | 0.405 | 0.37894 | 0.35569 | 0.33494 | 0.43419 | 0.46682 | 0.50313 | 0.37894 | 0.35569 | 0.33494 | 0.43419 | 0.46682 | 0.405 | 0.37894 | 0.35569 | 0.33494 | 0.43419 | 0.46682 | 0.405 | 0.37894 | 0.35569 | 0.33494 | 0.43419 | 0.46682 | 0.405 | 0.37894 | 0.35569 | 0.33494 | 0.43419 | 0.46682 | 0.405 | 0.37894 | 0.35569 | 0.33494 | 0.43419 | 0.46682 | 0.405 | 0.37894 | 0.35569 | 0.33494 | 0.43419 | 0.46682 | 0.405
1200 | 155.858 | 1098 | 1.4229 | 1.3033 | 1.1966 | 1.1014 | 1.5568 | 1.7065 | 1.8731 | 1.3033 | 1.1966 | 1.1014 | 1.5568 | 1.7065 | 1.4229 | 1.3033 | 1.1966 | 1.1014 | 1.5568 | 1.7065 | 1.4229 | 1.3033 | 1.1966 | 1.1014 | 1.5568 | 1.7065 | 1.4229 | 1.3033 | 1.1966 | 1.1014 | 1.5568 | 1.7065 | 1.4229 | 1.3033 | 1.1966 | 1.1014 | 1.5568 | 1.7065 | 1.4229 | 1.3033 | 1.1966 | 1.1014 | 1.5568 | 1.7065 | 1.4229
1300 | 0.30727 | 1288.625 | 0.0028052 | 0.0025285 | 0.0022817 | 0.0020613 | 0.0031151 | 0.0034615 | 0.003847 | 0.0025285 | 0.0022817 | 0.0020613 | 0.0031151 | 0.0034615 | 0.0028052 | 0.0025285 | 0.0022817 | 0.0020613 | 0.0031151 | 0.0034615 | 0.0028052 | 0.0025285 | 0.0022817 | 0.0020613 | 0.0031151 | 0.0034615 | 0.0028052 | 0.0025285 | 0.0022817 | 0.0020613 | 0.0031151 | 0.0034615 | 0.0028052 | 0.0025285 | 0.0022817 | 0.0020613 | 0.0031151 | 0.0034615 | 0.0028052 | 0.0025285 | 0.0022817 | 0.0020613 | 0.0031151 | 0.0034615 | 0.0028052
1350 | 12.7947 | 1389.6562 | 0.11681 | 0.10438 | 0.093298 | 0.083406 | 0.13072 | 0.14628 | 0.16359 | 0.10438 | 0.093298 | 0.083406 | 0.13072 | 0.14628 | 0.11681 | 0.10438 | 0.093298 | 0.083406 | 0.13072 | 0.14628 | 0.11681 | 0.10438 | 0.093298 | 0.083406 | 0.13072 | 0.14628 | 0.11681 | 0.10438 | 0.093298 | 0.083406 | 0.13072 | 0.14628 | 0.11681 | 0.10438 | 0.093298 | 0.083406 | 0.13072 | 0.14628 | 0.11681 | 0.10438 | 0.093298 | 0.083406 | 0.13072 | 0.14628 | 0.11681
1500 | 10.686 | 1715.625 | 0.097555 | 0.084745 | 0.073316 | 0.063116 | 0.1119 | 0.12795 | 0.14579 | 0.084745 | 0.073316 | 0.063116 | 0.1119 | 0.12795 | 0.097555 | 0.084745 | 0.073316 | 0.063116 | 0.1119 | 0.12795 | 0.097555 | 0.084745 | 0.073316 | 0.063116 | 0.1119 | 0.12795 | 0.097555 | 0.084745 | 0.073316 | 0.063116 | 0.1119 | 0.12795 | 0.097555 | 0.084745 | 0.073316 | 0.063116 | 0.1119 | 0.12795 | 0.097555 | 0.084745 | 0.073316 | 0.063116 | 0.1119 | 0.12795 | 0.097555
1650 | 0.0061532 | 2075.9062 | 5.6174e-05 | 4.7249e-05 | 3.9286e-05 | 3.2179e-05 | 6.6172e-05 | 7.7348e-05 | 8.9783e-05 | 4.7249e-05 | 3.9286e-05 | 3.2179e-05 | 6.6172e-05 | 7.7348e-05 | 5.6174e-05 | 4.7249e-05 | 3.9286e-05 | 3.2179e-05 | 6.6172e-05 | 7.7348e-05 | 5.6174e-05 | 4.7249e-05 | 3.9286e-05 | 3.2179e-05 | 6.6172e-05 | 7.7348e-05 | 5.6174e-05 | 4.7249e-05 | 3.9286e-05 | 3.2179e-05 | 6.6172e-05 | 7.7348e-05 | 5.6174e-05 | 4.7249e-05 | 3.9286e-05 | 3.2179e-05 | 6.6172e-05 | 7.7348e-05 | 5.6174e-05 | 4.7249e-05 | 3.9286e-05 | 3.2179e-05 | 6.6172e-05 | 7.7348e-05 | 5.6174e-05
1800 | 32.3057 | 2470.5 | 0.29493 | 0.23916 | 0.18941 | 0.145 | 0.3574 | 0.42723 | 0.50493 | 0.23916 | 0.18941 | 0.145 | 0.3574 | 0.42723 | 0.29493 | 0.23916 | 0.18941 | 0.145 | 0.3574 | 0.42723 | 0.29493 | 0.23916 | 0.18941 | 0.145 | 0.3574 | 0.42723 | 0.29493 | 0.23916 | 0.18941 | 0.145 | 0.3574 | 0.42723 | 0.29493 | 0.23916 | 0.18941 | 0.145 | 0.3574 | 0.42723 | 0.29493 | 0.23916 | 0.18941 | 0.145 | 0.3574 | 0.42723 | 0.29493
2100 | 16.4728 | 3362.625 | 0.15038 | 0.11168 | 0.07715 | 0.046331 | 0.19374 | 0.24221 | 0.29613 | 0.11168 | 0.07715 | 0.046331 | 0.19374 | 0.24221 | 0.15038 | 0.11168 | 0.07715 | 0.046331 | 0.19374 | 0.24221 | 0.15038 | 0.11168 | 0.07715 | 0.046331 | 0.19374 | 0.24221 | 0.15038 | 0.11168 | 0.07715 | 0.046331 | 0.19374 | 0.24221 | 0.15038 | 0.11168 | 0.07715 | 0.046331 | 0.19374 | 0.24221 | 0.15038 | 0.11168 | 0.07715 | 0.046331 | 0.19374 | 0.24221 | 0.15038
2400 | 8.5581 | 4392 | 0.078129 | 0.051866 | 0.028435 | 0.0075215 | 0.10755 | 0.14044 | 0.17703 | 0.051866 | 0.028435 | 0.0075215 | 0.10755 | 0.14044 | 0.078129 | 0.051866 | 0.028435 | 0.0075215 | 0.10755 | 0.14044 | 0.078129 | 0.051866 | 0.028435 | 0.0075215 | 0.10755 | 0.14044 | 0.078129 | 0.051866 | 0.028435 | 0.0075215 | 0.10755 | 0.14044 | 0.078129 | 0.051866 | 0.028435 | 0.0075215 | 0.10755 | 0.14044 | 0.078129 | 0.051866 | 0.028435 | 0.0075215 | 0.10755 | 0.14044 | 0.078129
2475 | 16.0374 | 4670.7891 | 0.14641 | 0.094069 | 0.047373 | 0.0056959 | 0.20504 | 0.27058 | 0.34351 | 0.094069 | 0.047373 | 0.0056959 | 0.20504 | 0.27058 | 0.14641 | 0.094069 | 0.047373 | 0.0056959 | 0.20504 | 0.27058 | 0.14641 | 0.094069 | 0.047373 | 0.0056959 | 0.20504 | 0.27058 | 0.14641 | 0.094069 | 0.047373 | 0.0056959 | 0.20504 | 0.27058 | 0.14641 | 0.094069 | 0.047373 | 0.0056959 | 0.20504 | 0.27058 | 0.14641 | 0.094069 | 0.047373 | 0.0056959 | 0.20504 | 0.27058 | 0.14641
3000 | 18.329 | 6862.5 | 0.16733 | 0.079442 | 0.0010308 | -0.068953 | 0.26578 | 0.37584 | 0.49829 | 0.079442 | 0.0010308 | -0.068953 | 0.26578 | 0.37584 | 0.16733 | 0.079442 | 0.0010308 | -0.068953 | 0.26578 | 0.37584 | 0.16733 | 0.079442 | 0.0010308 | -0.068953 | 0.26578 | 0.37584 | 0.16733 | 0.079442 | 0.0010308 | -0.068953 | 0.26578 | 0.37584 | 0.16733 | 0.079442 | 0.0010308 | -0.068953 | 0.26578 | 0.37584 | 0.16733 | 0.079442 | 0.0010308 | -0.068953 | 0.26578 | 0.37584 | 0.16733
3600 | 0.66097 | 9882 | 0.0060342 | 0.0014703 | -0.0026015 | -0.0062356 | 0.011147 | 0.016862 | 0.023221 | 0.0014703 | -0.0026015 | -0.0062356 | 0.011147 | 0.016862 | 0.0060342 | 0.0014703 | -0.0026015 | -0.0062356 | 0.011147 | 0.016862 | 0.0060342 | 0.0014703 | -0.0026015 | -0.0062356 | 0.011147 | 0.016862 | 0.0060342 | 0.0014703 | -0.0026015 | -0.0062356 | 0.011147 | 0.016862 | 0.0060342 | 0.0014703 | -0.0026015 | -0.0062356 | 0.011147 | 0.016862 | 0.0060342 | 0.0014703 | -0.0026015 | -0.0062356 | 0.011147 | 0.016862 | 0.0060342
[47 empty] | x | x | x | bar: 1 to 7; 26 to 43
Note on D6: Mike Smart: crews allocated to water: .5*callout ratio + .5*reactive expense ratio

## pNlong
expected # properties/yr suffering a 5hr+ interruption |  | strategy # | 1 | 2 | 3 | 4 | 5 | 6 | 7 | 8 | 9 | 10 | 11 | 12 | 13 | 14 | 15 | 16 | 17 | 18 | 19 | 20 | 21 | 22 | 23 | 24 | 25 | 26 | 27 | 28 | 29 | 30 | 31 | 32 | 33 | 34 | 35 | 36 | 37 | 38 | 39 | 40 | 41 | 42 | 43
status quo
|  | Smallest avoid fail diameter | 300 | 300 | 300 | 300 | 300 | 300 | 300 | 375 | 375 | 375 | 375 | 375 | 375 | 450 | 450 | 450 | 450 | 450 | 450 | 500 | 500 | 500 | 500 | 500 | 500 | 250 | 250 | 250 | 250 | 250 | 250 | 200 | 200 | 200 | 200 | 200 | 200 | 150 | 150 | 150 | 150 | 150 | 150
|  | # crew staff notionally allocated to water | 97.9996 | 107.7996 | 117.5995 | 127.3995 | 88.1996 | 78.3997 | 68.5997 | 107.7996 | 117.5995 | 127.3995 | 88.1996 | 78.3997 | 97.9996 | 107.7996 | 117.5995 | 127.3995 | 88.1996 | 78.3997 | 97.9996 | 107.7996 | 117.5995 | 127.3995 | 88.1996 | 78.3997 | 97.9996 | 107.7996 | 117.5995 | 127.3995 | 88.1996 | 78.3997 | 97.9996 | 107.7996 | 117.5995 | 127.3995 | 88.1996 | 78.3997 | 97.9996 | 107.7996 | 117.5995 | 127.3995 | 88.1996 | 78.3997 | 97.9996
|  | expected # properties suffering long interruption | 32684.3047 | 28912.3478 | 25691.8069 | 22926.4342 | 37127.6954 | 42391.605 | 48658.6499 | 29597.2112 | 26184.4786 | 23271.8453 | 38394.373 | 44093.5954 | 33620.6925 | 30427.5123 | 26781.7742 | 23690.608 | 39930.0425 | 46157.0207 | 34755.9318 | 31113.3193 | 27275.1247 | 24036.4951 | 41198.4653 | 47861.3561 | 35693.6098 | 28400.2645 | 25323.4285 | 22668.1648 | 36180.5805 | 41118.9998 | 31984.1527 | 27851.654 | 24928.7733 | 22391.4729 | 35165.9071 | 39755.6187 | 31234.0583 | 27029.2344 | 24337.1475 | 21976.6853 | 33644.8149 | 37711.7803 | 30109.5952 | x
pipe diameter | km | # properties affected
0 | 0.04661 | 0 | 0 | 0 | 0 | 0 | 0 | 0 | 0 | 0 | 0 | 0 | 0 | 0 | 0 | 0 | 0 | 0 | 0 | 0 | 0 | 0 | 0 | 0 | 0 | 0 | 0 | 0 | 0 | 0 | 0 | 0 | 0 | 0 | 0 | 0 | 0 | 0 | 0 | 0 | 0 | 0 | 0 | 0 | 0
20 | 2.7082 | 0.305 | 0.030431 | 0.025181 | 0.020973 | 0.017574 | 0.037026 | 0.045373 | 0.056005 | 0.025181 | 0.020973 | 0.017574 | 0.037026 | 0.045373 | 0.030431 | 0.025181 | 0.020973 | 0.017574 | 0.037026 | 0.045373 | 0.030431 | 0.025181 | 0.020973 | 0.017574 | 0.037026 | 0.045373 | 0.030431 | 0.025181 | 0.020973 | 0.017574 | 0.037026 | 0.045373 | 0.030431 | 0.025181 | 0.020973 | 0.017574 | 0.037026 | 0.045373 | 0.030431 | 0.025181 | 0.020973 | 0.017574 | 0.037026 | 0.045373 | 0.030431
25 | 6.3867 | 0.47656 | 0.11213 | 0.092788 | 0.07728 | 0.064756 | 0.13643 | 0.16719 | 0.20637 | 0.092788 | 0.07728 | 0.064756 | 0.13643 | 0.16719 | 0.11213 | 0.092788 | 0.07728 | 0.064756 | 0.13643 | 0.16719 | 0.11213 | 0.092788 | 0.07728 | 0.064756 | 0.13643 | 0.16719 | 0.11213 | 0.092788 | 0.07728 | 0.064756 | 0.13643 | 0.16719 | 0.11213 | 0.092788 | 0.07728 | 0.064756 | 0.13643 | 0.16719 | 0.11213 | 0.092788 | 0.07728 | 0.064756 | 0.13643 | 0.16719 | 0.11213
32 | 2.651 | 0.7808 | 0.076255 | 0.063101 | 0.052555 | 0.044038 | 0.092783 | 0.1137 | 0.14034 | 0.063101 | 0.052555 | 0.044038 | 0.092783 | 0.1137 | 0.076255 | 0.063101 | 0.052555 | 0.044038 | 0.092783 | 0.1137 | 0.076255 | 0.063101 | 0.052555 | 0.044038 | 0.092783 | 0.1137 | 0.076255 | 0.063101 | 0.052555 | 0.044038 | 0.092783 | 0.1137 | 0.076255 | 0.063101 | 0.052555 | 0.044038 | 0.092783 | 0.1137 | 0.076255 | 0.063101 | 0.052555 | 0.044038 | 0.092783 | 0.1137 | 0.076255
40 | 7.0528 | 1.22 | 0.31699 | 0.26231 | 0.21847 | 0.18306 | 0.38569 | 0.47264 | 0.58339 | 0.26231 | 0.21847 | 0.18306 | 0.38569 | 0.47264 | 0.31699 | 0.26231 | 0.21847 | 0.18306 | 0.38569 | 0.47264 | 0.31699 | 0.26231 | 0.21847 | 0.18306 | 0.38569 | 0.47264 | 0.31699 | 0.26231 | 0.21847 | 0.18306 | 0.38569 | 0.47264 | 0.31699 | 0.26231 | 0.21847 | 0.18306 | 0.38569 | 0.47264 | 0.31699 | 0.26231 | 0.21847 | 0.18306 | 0.38569 | 0.47264 | 0.31699
50 | 4.8471 | 1.9062 | 0.3404 | 0.28168 | 0.2346 | 0.19658 | 0.41418 | 0.50754 | 0.62647 | 0.28168 | 0.2346 | 0.19658 | 0.41418 | 0.50754 | 0.3404 | 0.28168 | 0.2346 | 0.19658 | 0.41418 | 0.50754 | 0.3404 | 0.28168 | 0.2346 | 0.19658 | 0.41418 | 0.50754 | 0.3404 | 0.28168 | 0.2346 | 0.19658 | 0.41418 | 0.50754 | 0.3404 | 0.28168 | 0.2346 | 0.19658 | 0.41418 | 0.50754 | 0.3404 | 0.28168 | 0.2346 | 0.19658 | 0.41418 | 0.50754 | 0.3404
63 | 9.3051 | 3.0264 | 1.0375 | 0.85849 | 0.71501 | 0.59914 | 1.2623 | 1.5469 | 1.9093 | 0.85849 | 0.71501 | 0.59914 | 1.2623 | 1.5469 | 1.0375 | 0.85849 | 0.71501 | 0.59914 | 1.2623 | 1.5469 | 1.0375 | 0.85849 | 0.71501 | 0.59914 | 1.2623 | 1.5469 | 1.0375 | 0.85849 | 0.71501 | 0.59914 | 1.2623 | 1.5469 | 1.0375 | 0.85849 | 0.71501 | 0.59914 | 1.2623 | 1.5469 | 1.0375 | 0.85849 | 0.71501 | 0.59914 | 1.2623 | 1.5469 | 1.0375
65 | 0.13253 | 3.2216 | 0.015729 | 0.013015 | 0.01084 | 0.0090835 | 0.019138 | 0.023452 | 0.028947 | 0.013015 | 0.01084 | 0.0090835 | 0.019138 | 0.023452 | 0.015729 | 0.013015 | 0.01084 | 0.0090835 | 0.019138 | 0.023452 | 0.015729 | 0.013015 | 0.01084 | 0.0090835 | 0.019138 | 0.023452 | 0.015729 | 0.013015 | 0.01084 | 0.0090835 | 0.019138 | 0.023452 | 0.015729 | 0.013015 | 0.01084 | 0.0090835 | 0.019138 | 0.023452 | 0.015729 | 0.013015 | 0.01084 | 0.0090835 | 0.019138 | 0.023452 | 0.015729
75 | 0.62656 | 4.2891 | 0.099003 | 0.081925 | 0.068233 | 0.057175 | 0.12046 | 0.14762 | 0.18221 | 0.081925 | 0.068233 | 0.057175 | 0.12046 | 0.14762 | 0.099003 | 0.081925 | 0.068233 | 0.057175 | 0.12046 | 0.14762 | 0.099003 | 0.081925 | 0.068233 | 0.057175 | 0.12046 | 0.14762 | 0.099003 | 0.081925 | 0.068233 | 0.057175 | 0.12046 | 0.14762 | 0.099003 | 0.081925 | 0.068233 | 0.057175 | 0.12046 | 0.14762 | 0.099003 | 0.081925 | 0.068233 | 0.057175 | 0.12046 | 0.14762 | 0.099003
80 | 2.6897 | 4.88 | 0.48356 | 0.40014 | 0.33327 | 0.27926 | 0.58837 | 0.721 | 0.88995 | 0.40014 | 0.33327 | 0.27926 | 0.58837 | 0.721 | 0.48356 | 0.40014 | 0.33327 | 0.27926 | 0.58837 | 0.721 | 0.48356 | 0.40014 | 0.33327 | 0.27926 | 0.58837 | 0.721 | 0.48356 | 0.40014 | 0.33327 | 0.27926 | 0.58837 | 0.721 | 0.48356 | 0.40014 | 0.33327 | 0.27926 | 0.58837 | 0.721 | 0.48356 | 0.40014 | 0.33327 | 0.27926 | 0.58837 | 0.721 | 0.48356
90 | 18.1406 | 6.1762 | 4.1276 | 3.4156 | 2.8447 | 2.3837 | 5.0222 | 6.1544 | 7.5966 | 3.4156 | 2.8447 | 2.3837 | 5.0222 | 6.1544 | 4.1276 | 3.4156 | 2.8447 | 2.3837 | 5.0222 | 6.1544 | 4.1276 | 3.4156 | 2.8447 | 2.3837 | 5.0222 | 6.1544 | 4.1276 | 3.4156 | 2.8447 | 2.3837 | 5.0222 | 6.1544 | 4.1276 | 3.4156 | 2.8447 | 2.3837 | 5.0222 | 6.1544 | 4.1276 | 3.4156 | 2.8447 | 2.3837 | 5.0222 | 6.1544 | 4.1276
100 | 12115.3887 | 7.625 | 3403.3148 | 2816.2361 | 2345.5427 | 1965.4407 | 4140.9402 | 5074.4167 | 6263.5171 | 2816.2361 | 2345.5427 | 1965.4407 | 4140.9402 | 5074.4167 | 3403.3148 | 2816.2361 | 2345.5427 | 1965.4407 | 4140.9402 | 5074.4167 | 3403.3148 | 2816.2361 | 2345.5427 | 1965.4407 | 4140.9402 | 5074.4167 | 3403.3148 | 2816.2361 | 2345.5427 | 1965.4407 | 4140.9402 | 5074.4167 | 3403.3148 | 2816.2361 | 2345.5427 | 1965.4407 | 4140.9402 | 5074.4167 | 3403.3148 | 2816.2361 | 2345.5427 | 1965.4407 | 4140.9402 | 5074.4167 | 3403.3148
110 | 0.86656 | 9.2263 | 0.29454 | 0.24373 | 0.203 | 0.1701 | 0.35838 | 0.43917 | 0.54208 | 0.24373 | 0.203 | 0.1701 | 0.35838 | 0.43917 | 0.29454 | 0.24373 | 0.203 | 0.1701 | 0.35838 | 0.43917 | 0.29454 | 0.24373 | 0.203 | 0.1701 | 0.35838 | 0.43917 | 0.29454 | 0.24373 | 0.203 | 0.1701 | 0.35838 | 0.43917 | 0.29454 | 0.24373 | 0.203 | 0.1701 | 0.35838 | 0.43917 | 0.29454 | 0.24373 | 0.203 | 0.1701 | 0.35838 | 0.43917 | 0.29454
121 | 0.0066148 | 11.1638 | 0.0027205 | 0.0022512 | 0.001875 | 0.0015711 | 0.0033102 | 0.0040564 | 0.0050069 | 0.0022512 | 0.001875 | 0.0015711 | 0.0033102 | 0.0040564 | 0.0027205 | 0.0022512 | 0.001875 | 0.0015711 | 0.0033102 | 0.0040564 | 0.0027205 | 0.0022512 | 0.001875 | 0.0015711 | 0.0033102 | 0.0040564 | 0.0027205 | 0.0022512 | 0.001875 | 0.0015711 | 0.0033102 | 0.0040564 | 0.0027205 | 0.0022512 | 0.001875 | 0.0015711 | 0.0033102 | 0.0040564 | 0.0027205 | 0.0022512 | 0.001875 | 0.0015711 | 0.0033102 | 0.0040564 | 0.0027205
125 | 422.4961 | 11.9141 | 185.4417 | 153.4527 | 127.8053 | 107.094 | 225.6339 | 276.4977 | 341.2901 | 153.4527 | 127.8053 | 107.094 | 225.6339 | 276.4977 | 185.4417 | 153.4527 | 127.8053 | 107.094 | 225.6339 | 276.4977 | 185.4417 | 153.4527 | 127.8053 | 107.094 | 225.6339 | 276.4977 | 185.4417 | 153.4527 | 127.8053 | 107.094 | 225.6339 | 276.4977 | 185.4417 | 153.4527 | 127.8053 | 107.094 | 225.6339 | 276.4977 | 185.4417 | 153.4527 | 127.8053 | 107.094 | 225.6339 | 276.4977 | 185.4417
140 | 4.1733 | 14.945 | 2.2977 | 1.9014 | 1.5836 | 1.327 | 2.7958 | 3.426 | 4.2288 | 1.9014 | 1.5836 | 1.327 | 2.7958 | 3.426 | 2.2977 | 1.9014 | 1.5836 | 1.327 | 2.7958 | 3.426 | 2.2977 | 1.9014 | 1.5836 | 1.327 | 2.7958 | 3.426 | 2.2977 | 1.9014 | 1.5836 | 1.327 | 2.7958 | 3.426 | 2.2977 | 1.9014 | 1.5836 | 1.327 | 2.7958 | 3.426 | 2.2977 | 1.9014 | 1.5836 | 1.327 | 2.7958 | 3.426 | 2.2977
150 | 3773.6224 | 17.1562 | 2385.0953 | 1973.6615 | 1643.7923 | 1377.411 | 2902.0345 | 3556.2292 | 4389.569 | 1973.6615 | 1643.7923 | 1377.411 | 2902.0345 | 3556.2292 | 2385.0953 | 1973.6615 | 1643.7923 | 1377.411 | 2902.0345 | 3556.2292 | 2385.0953 | 1973.6615 | 1643.7923 | 1377.411 | 2902.0345 | 3556.2292 | 2385.0953 | 1973.6615 | 1643.7923 | 1377.411 | 2902.0345 | 3556.2292 | 2385.0953 | 1973.6615 | 1643.7923 | 1377.411 | 2902.0345 | 3556.2292 | 2385.0953 | 1182.7256 | 1074.815 | 978.5022 | 1439.1724 | 1590.6325 | 1303.6786
160 | 0.11729 | 19.52 | 0.084345 | 0.069795 | 0.05813 | 0.04871 | 0.10263 | 0.12576 | 0.15523 | 0.069795 | 0.05813 | 0.04871 | 0.10263 | 0.12576 | 0.084345 | 0.069795 | 0.05813 | 0.04871 | 0.10263 | 0.12576 | 0.084345 | 0.069795 | 0.05813 | 0.04871 | 0.10263 | 0.12576 | 0.084345 | 0.069795 | 0.05813 | 0.04871 | 0.10263 | 0.12576 | 0.084345 | 0.069795 | 0.05813 | 0.04871 | 0.10263 | 0.12576 | 0.084345 | 0.041825 | 0.038009 | 0.034603 | 0.050894 | 0.05625 | 0.046102
168 | 1.2468 | 21.5208 | 0.98852 | 0.818 | 0.68128 | 0.57088 | 1.2028 | 1.4739 | 1.8193 | 0.818 | 0.68128 | 0.57088 | 1.2028 | 1.4739 | 0.98852 | 0.818 | 0.68128 | 0.57088 | 1.2028 | 1.4739 | 0.98852 | 0.818 | 0.68128 | 0.57088 | 1.2028 | 1.4739 | 0.98852 | 0.818 | 0.68128 | 0.57088 | 1.2028 | 1.4739 | 0.98852 | 0.818 | 0.68128 | 0.57088 | 1.2028 | 1.4739 | 0.98852 | 0.49019 | 0.44546 | 0.40555 | 0.59648 | 0.65925 | 0.54032
180 | 103.1346 | 24.705 | 93.8673 | 77.675 | 64.6927 | 54.2091 | 114.2118 | 139.9582 | 172.7549 | 77.675 | 64.6927 | 54.2091 | 114.2118 | 139.9582 | 93.8673 | 77.675 | 64.6927 | 54.2091 | 114.2118 | 139.9582 | 93.8673 | 77.675 | 64.6927 | 54.2091 | 114.2118 | 139.9582 | 93.8673 | 77.675 | 64.6927 | 54.2091 | 114.2118 | 139.9582 | 93.8673 | 77.675 | 64.6927 | 54.2091 | 114.2118 | 139.9582 | 93.8673 | 46.5471 | 42.3002 | 38.5097 | 56.6397 | 62.6006 | 51.3073
200 | 1414.9522 | 30.5 | 1589.888 | 1315.6291 | 1095.7406 | 918.1726 | 1934.4761 | 2370.5577 | 2926.0563 | 1315.6291 | 1095.7406 | 918.1726 | 1934.4761 | 2370.5577 | 1589.888 | 1315.6291 | 1095.7406 | 918.1726 | 1934.4761 | 2370.5577 | 1589.888 | 1315.6291 | 1095.7406 | 918.1726 | 1934.4761 | 2370.5577 | 1589.888 | 1315.6291 | 1095.7406 | 918.1726 | 1934.4761 | 2370.5577 | 1589.888 | 788.3967 | 716.4643 | 652.2628 | 959.3423 | 1060.3046 | 869.0231 | 788.3967 | 716.4643 | 652.2628 | 959.3423 | 1060.3046 | 869.0231
219 | 0.56119 | 36.5703 | 0.75608 | 0.62565 | 0.52108 | 0.43664 | 0.91995 | 1.1273 | 1.3915 | 0.62565 | 0.52108 | 0.43664 | 0.91995 | 1.1273 | 0.75608 | 0.62565 | 0.52108 | 0.43664 | 0.91995 | 1.1273 | 0.75608 | 0.62565 | 0.52108 | 0.43664 | 0.91995 | 1.1273 | 0.75608 | 0.62565 | 0.52108 | 0.43664 | 0.91995 | 1.1273 | 0.75608 | 0.37492 | 0.34072 | 0.31019 | 0.45622 | 0.50423 | 0.41327 | 0.37492 | 0.34072 | 0.31019 | 0.45622 | 0.50423 | 0.41327
225 | 44.8004 | 38.6016 | 63.7105 | 52.7203 | 43.9089 | 36.7933 | 77.519 | 94.9938 | 117.254 | 52.7203 | 43.9089 | 36.7933 | 77.519 | 94.9938 | 63.7105 | 52.7203 | 43.9089 | 36.7933 | 77.519 | 94.9938 | 63.7105 | 52.7203 | 43.9089 | 36.7933 | 77.519 | 94.9938 | 63.7105 | 52.7203 | 43.9089 | 36.7933 | 77.519 | 94.9938 | 63.7105 | 31.5929 | 28.7104 | 26.1377 | 38.4431 | 42.4889 | 34.8238 | 31.5929 | 28.7104 | 26.1377 | 38.4431 | 42.4889 | 34.8238
250 | 874.3262 | 47.6562 | 1535.0349 | 1270.2383 | 1057.9362 | 886.4946 | 1867.7343 | 2288.7706 | 2825.1038 | 1270.2383 | 1057.9362 | 886.4946 | 1867.7343 | 2288.7706 | 1535.0349 | 1270.2383 | 1057.9362 | 886.4946 | 1867.7343 | 2288.7706 | 1535.0349 | 1270.2383 | 1057.9362 | 886.4946 | 1867.7343 | 2288.7706 | 1535.0349 | 761.1961 | 691.7454 | 629.7589 | 926.2439 | 1023.7228 | 839.0408 | 761.1961 | 691.7454 | 629.7589 | 926.2439 | 1023.7228 | 839.0408 | 761.1961 | 691.7454 | 629.7589 | 926.2439 | 1023.7228 | 839.0408
273 | 0.76867 | 56.8284 | 1.6093 | 1.3317 | 1.1091 | 0.92937 | 1.9581 | 2.3995 | 2.9617 | 1.3317 | 1.1091 | 0.92937 | 1.9581 | 2.3995 | 1.6093 | 1.3317 | 1.1091 | 0.92937 | 1.9581 | 2.3995 | 1.6093 | 1.3317 | 1.1091 | 0.92937 | 1.9581 | 2.3995 | 1.6093 | 0.79801 | 0.7252 | 0.66022 | 0.97104 | 1.0732 | 0.87962 | 0.79801 | 0.7252 | 0.66022 | 0.97104 | 1.0732 | 0.87962 | 0.79801 | 0.7252 | 0.66022 | 0.97104 | 1.0732 | 0.87962
280 | 3.4332 | 59.78 | 7.561 | 6.2567 | 5.211 | 4.3666 | 9.1998 | 11.2737 | 13.9154 | 6.2567 | 5.211 | 4.3666 | 9.1998 | 11.2737 | 7.561 | 6.2567 | 5.211 | 4.3666 | 9.1998 | 11.2737 | 7.561 | 6.2567 | 5.211 | 4.3666 | 9.1998 | 11.2737 | 7.561 | 3.7494 | 3.4073 | 3.102 | 4.5623 | 5.0425 | 4.1328 | 3.7494 | 3.4073 | 3.102 | 4.5623 | 5.0425 | 4.1328 | 3.7494 | 3.4073 | 3.102 | 4.5623 | 5.0425 | 4.1328
300 | 791.4461 | 68.625 | 1093.6879 | 992.2175 | 901.6887 | 820.8895 | 1207.357 | 1334.4206 | 1475.7987 | 1655.753 | 1379.0177 | 1155.5439 | 2434.5879 | 2983.4078 | 2000.9149 | 1655.753 | 1379.0177 | 1155.5439 | 2434.5879 | 2983.4078 | 2000.9149 | 1655.753 | 1379.0177 | 1155.5439 | 2434.5879 | 2983.4078 | 2000.9149 | 992.2175 | 901.6887 | 820.8895 | 1207.357 | 1334.4206 | 1093.6879 | 992.2175 | 901.6887 | 820.8895 | 1207.357 | 1334.4206 | 1093.6879 | 992.2175 | 901.6887 | 820.8895 | 1207.357 | 1334.4206 | 1093.6879
315 | 14.8027 | 75.6591 | 22.5523 | 20.4599 | 18.5932 | 16.9271 | 24.8962 | 27.5163 | 30.4316 | 34.1423 | 28.4359 | 23.8278 | 50.2022 | 61.5191 | 41.2597 | 34.1423 | 28.4359 | 23.8278 | 50.2022 | 61.5191 | 41.2597 | 34.1423 | 28.4359 | 23.8278 | 50.2022 | 61.5191 | 41.2597 | 20.4599 | 18.5932 | 16.9271 | 24.8962 | 27.5163 | 22.5523 | 20.4599 | 18.5932 | 16.9271 | 24.8962 | 27.5163 | 22.5523 | 20.4599 | 18.5932 | 16.9271 | 24.8962 | 27.5163 | 22.5523
324 | 0.32953 | 80.0442 | 0.53114 | 0.48186 | 0.4379 | 0.39866 | 0.58635 | 0.64805 | 0.71671 | 0.80411 | 0.66971 | 0.56118 | 1.1823 | 1.4489 | 0.97173 | 0.80411 | 0.66971 | 0.56118 | 1.1823 | 1.4489 | 0.97173 | 0.80411 | 0.66971 | 0.56118 | 1.1823 | 1.4489 | 0.97173 | 0.48186 | 0.4379 | 0.39866 | 0.58635 | 0.64805 | 0.53114 | 0.48186 | 0.4379 | 0.39866 | 0.58635 | 0.64805 | 0.53114 | 0.48186 | 0.4379 | 0.39866 | 0.58635 | 0.64805 | 0.53114
350 | 0.029567 | 93.4062 | 0.055613 | 0.050454 | 0.04585 | 0.041742 | 0.061393 | 0.067854 | 0.075043 | 0.084194 | 0.070122 | 0.058759 | 0.1238 | 0.1517 | 0.10175 | 0.084194 | 0.070122 | 0.058759 | 0.1238 | 0.1517 | 0.10175 | 0.084194 | 0.070122 | 0.058759 | 0.1238 | 0.1517 | 0.10175 | 0.050454 | 0.04585 | 0.041742 | 0.061393 | 0.067854 | 0.055613 | 0.050454 | 0.04585 | 0.041742 | 0.061393 | 0.067854 | 0.055613 | 0.050454 | 0.04585 | 0.041742 | 0.061393 | 0.067854 | 0.055613
355 | 6.2083 | 96.0941 | 12.0132 | 10.8987 | 9.9043 | 9.0168 | 13.2618 | 14.6575 | 16.2104 | 18.1871 | 15.1474 | 12.6927 | 26.7419 | 32.7702 | 21.9784 | 18.1871 | 15.1474 | 12.6927 | 26.7419 | 32.7702 | 21.9784 | 18.1871 | 15.1474 | 12.6927 | 26.7419 | 32.7702 | 21.9784 | 10.8987 | 9.9043 | 9.0168 | 13.2618 | 14.6575 | 12.0132 | 10.8987 | 9.9043 | 9.0168 | 13.2618 | 14.6575 | 12.0132 | 10.8987 | 9.9043 | 9.0168 | 13.2618 | 14.6575 | 12.0132
356 | 0.00099906 | 96.6362 | 0.0019441 | 0.0017637 | 0.0016028 | 0.0014592 | 0.0021462 | 0.002372 | 0.0026233 | 0.0029432 | 0.0024513 | 0.0020541 | 0.0043277 | 0.0053032 | 0.0035568 | 0.0029432 | 0.0024513 | 0.0020541 | 0.0043277 | 0.0053032 | 0.0035568 | 0.0029432 | 0.0024513 | 0.0020541 | 0.0043277 | 0.0053032 | 0.0035568 | 0.0017637 | 0.0016028 | 0.0014592 | 0.0021462 | 0.002372 | 0.0019441 | 0.0017637 | 0.0016028 | 0.0014592 | 0.0021462 | 0.002372 | 0.0019441 | 0.0017637 | 0.0016028 | 0.0014592 | 0.0021462 | 0.002372 | 0.0019441
375 | 622.5929 | 107.2266 | 1344.3003 | 1219.5785 | 1108.3055 | 1008.9916 | 1484.016 | 1640.1955 | 1813.9696 | 1219.5785 | 1108.3055 | 1008.9916 | 1484.016 | 1640.1955 | 1344.3003 | 2035.1594 | 1695.0117 | 1420.3302 | 2992.4598 | 3667.0387 | 2459.4131 | 2035.1594 | 1695.0117 | 1420.3302 | 2992.4598 | 3667.0387 | 2459.4131 | 1219.5785 | 1108.3055 | 1008.9916 | 1484.016 | 1640.1955 | 1344.3003 | 1219.5785 | 1108.3055 | 1008.9916 | 1484.016 | 1640.1955 | 1344.3003 | 1219.5785 | 1108.3055 | 1008.9916 | 1484.016 | 1640.1955 | 1344.3003
400 | 7.5019 | 122 | 18.4297 | 16.7198 | 15.1943 | 13.8328 | 20.3452 | 22.4863 | 24.8687 | 16.7198 | 15.1943 | 13.8328 | 20.3452 | 22.4863 | 18.4297 | 27.9011 | 23.2378 | 19.4721 | 41.0252 | 50.2734 | 33.7174 | 27.9011 | 23.2378 | 19.4721 | 41.0252 | 50.2734 | 33.7174 | 16.7198 | 15.1943 | 13.8328 | 20.3452 | 22.4863 | 18.4297 | 16.7198 | 15.1943 | 13.8328 | 20.3452 | 22.4863 | 18.4297 | 16.7198 | 15.1943 | 13.8328 | 20.3452 | 22.4863 | 18.4297
406 | 0.19932 | 125.6874 | 0.50446 | 0.45765 | 0.4159 | 0.37863 | 0.55688 | 0.61549 | 0.6807 | 0.45765 | 0.4159 | 0.37863 | 0.55688 | 0.61549 | 0.50446 | 0.7637 | 0.63606 | 0.53299 | 1.1229 | 1.3761 | 0.92291 | 0.7637 | 0.63606 | 0.53299 | 1.1229 | 1.3761 | 0.92291 | 0.45765 | 0.4159 | 0.37863 | 0.55688 | 0.61549 | 0.50446 | 0.45765 | 0.4159 | 0.37863 | 0.55688 | 0.61549 | 0.50446 | 0.45765 | 0.4159 | 0.37863 | 0.55688 | 0.61549 | 0.50446
415 | 2.0151 | 131.3216 | 5.3288 | 4.8344 | 4.3933 | 3.9997 | 5.8827 | 6.5018 | 7.1906 | 4.8344 | 4.3933 | 3.9997 | 5.8827 | 6.5018 | 5.3288 | 8.0674 | 6.7191 | 5.6302 | 11.8622 | 14.5362 | 9.7492 | 8.0674 | 6.7191 | 5.6302 | 11.8622 | 14.5362 | 9.7492 | 4.8344 | 4.3933 | 3.9997 | 5.8827 | 6.5018 | 5.3288 | 4.8344 | 4.3933 | 3.9997 | 5.8827 | 6.5018 | 5.3288 | 4.8344 | 4.3933 | 3.9997 | 5.8827 | 6.5018 | 5.3288
450 | 363.5604 | 154.4062 | 1130.3975 | 1025.5212 | 931.9538 | 848.4426 | 1247.8818 | 1379.2103 | 1525.3338 | 1025.5212 | 931.9538 | 848.4426 | 1247.8818 | 1379.2103 | 1130.3975 | 1025.5212 | 931.9538 | 848.4426 | 1247.8818 | 1379.2103 | 1130.3975 | 1711.3282 | 1425.3043 | 1194.3296 | 2516.3047 | 3083.5457 | 2068.0755 | 1025.5212 | 931.9538 | 848.4426 | 1247.8818 | 1379.2103 | 1130.3975 | 1025.5212 | 931.9538 | 848.4426 | 1247.8818 | 1379.2103 | 1130.3975 | 1025.5212 | 931.9538 | 848.4426 | 1247.8818 | 1379.2103 | 1130.3975
500 | 384.5966 | 190.625 | 1476.3014 | 1339.3328 | 1217.1335 | 1108.0677 | 1629.7362 | 1801.2515 | 1992.089 | 1339.3328 | 1217.1335 | 1108.0677 | 1629.7362 | 1801.2515 | 1476.3014 | 1339.3328 | 1217.1335 | 1108.0677 | 1629.7362 | 1801.2515 | 1476.3014 | 1339.3328 | 1217.1335 | 1108.0677 | 1629.7362 | 1801.2515 | 1476.3014 | 1339.3328 | 1217.1335 | 1108.0677 | 1629.7362 | 1801.2515 | 1476.3014 | 1339.3328 | 1217.1335 | 1108.0677 | 1629.7362 | 1801.2515 | 1476.3014 | 1339.3328 | 1217.1335 | 1108.0677 | 1629.7362 | 1801.2515 | 1476.3014
508 | 1.4541 | 196.7738 | 5.7615 | 5.227 | 4.7501 | 4.3244 | 6.3603 | 7.0297 | 7.7745 | 5.227 | 4.7501 | 4.3244 | 6.3603 | 7.0297 | 5.7615 | 5.227 | 4.7501 | 4.3244 | 6.3603 | 7.0297 | 5.7615 | 5.227 | 4.7501 | 4.3244 | 6.3603 | 7.0297 | 5.7615 | 5.227 | 4.7501 | 4.3244 | 6.3603 | 7.0297 | 5.7615 | 5.227 | 4.7501 | 4.3244 | 6.3603 | 7.0297 | 5.7615 | 5.227 | 4.7501 | 4.3244 | 6.3603 | 7.0297 | 5.7615
550 | 0.22532 | 230.6562 | 1.0465 | 0.94942 | 0.8628 | 0.78548 | 1.1553 | 1.2769 | 1.4121 | 0.94942 | 0.8628 | 0.78548 | 1.1553 | 1.2769 | 1.0465 | 0.94942 | 0.8628 | 0.78548 | 1.1553 | 1.2769 | 1.0465 | 0.94942 | 0.8628 | 0.78548 | 1.1553 | 1.2769 | 1.0465 | 0.94942 | 0.8628 | 0.78548 | 1.1553 | 1.2769 | 1.0465 | 0.94942 | 0.8628 | 0.78548 | 1.1553 | 1.2769 | 1.0465 | 0.94942 | 0.8628 | 0.78548 | 1.1553 | 1.2769 | 1.0465
559 | 0.77505 | 238.2668 | 3.7187 | 3.3736 | 3.0658 | 2.7911 | 4.1051 | 4.5372 | 5.0179 | 3.3736 | 3.0658 | 2.7911 | 4.1051 | 4.5372 | 3.7187 | 3.3736 | 3.0658 | 2.7911 | 4.1051 | 4.5372 | 3.7187 | 3.3736 | 3.0658 | 2.7911 | 4.1051 | 4.5372 | 3.7187 | 3.3736 | 3.0658 | 2.7911 | 4.1051 | 4.5372 | 3.7187 | 3.3736 | 3.0658 | 2.7911 | 4.1051 | 4.5372 | 3.7187 | 3.3736 | 3.0658 | 2.7911 | 4.1051 | 4.5372 | 3.7187
560 | 3.301 | 239.12 | 15.8949 | 14.4202 | 13.1045 | 11.9302 | 17.5468 | 19.3935 | 21.4482 | 14.4202 | 13.1045 | 11.9302 | 17.5468 | 19.3935 | 15.8949 | 14.4202 | 13.1045 | 11.9302 | 17.5468 | 19.3935 | 15.8949 | 14.4202 | 13.1045 | 11.9302 | 17.5468 | 19.3935 | 15.8949 | 14.4202 | 13.1045 | 11.9302 | 17.5468 | 19.3935 | 15.8949 | 14.4202 | 13.1045 | 11.9302 | 17.5468 | 19.3935 | 15.8949 | 14.4202 | 13.1045 | 11.9302 | 17.5468 | 19.3935 | 15.8949
600 | 359.1741 | 274.5 | 1985.3503 | 1801.153 | 1636.8178 | 1490.1446 | 2191.6915 | 2422.3476 | 2678.9886 | 1801.153 | 1636.8178 | 1490.1446 | 2191.6915 | 2422.3476 | 1985.3503 | 1801.153 | 1636.8178 | 1490.1446 | 2191.6915 | 2422.3476 | 1985.3503 | 1801.153 | 1636.8178 | 1490.1446 | 2191.6915 | 2422.3476 | 1985.3503 | 1801.153 | 1636.8178 | 1490.1446 | 2191.6915 | 2422.3476 | 1985.3503 | 1801.153 | 1636.8178 | 1490.1446 | 2191.6915 | 2422.3476 | 1985.3503 | 1801.153 | 1636.8178 | 1490.1446 | 2191.6915 | 2422.3476 | 1985.3503
650 | 1.9155 | 322.1562 | 12.4262 | 11.2733 | 10.2447 | 9.3267 | 13.7177 | 15.1613 | 16.7676 | 11.2733 | 10.2447 | 9.3267 | 13.7177 | 15.1613 | 12.4262 | 11.2733 | 10.2447 | 9.3267 | 13.7177 | 15.1613 | 12.4262 | 11.2733 | 10.2447 | 9.3267 | 13.7177 | 15.1613 | 12.4262 | 11.2733 | 10.2447 | 9.3267 | 13.7177 | 15.1613 | 12.4262 | 11.2733 | 10.2447 | 9.3267 | 13.7177 | 15.1613 | 12.4262 | 11.2733 | 10.2447 | 9.3267 | 13.7177 | 15.1613 | 12.4262
660 | 0.22201 | 332.145 | 1.4849 | 1.3471 | 1.2242 | 1.1145 | 1.6392 | 1.8118 | 2.0037 | 1.3471 | 1.2242 | 1.1145 | 1.6392 | 1.8118 | 1.4849 | 1.3471 | 1.2242 | 1.1145 | 1.6392 | 1.8118 | 1.4849 | 1.3471 | 1.2242 | 1.1145 | 1.6392 | 1.8118 | 1.4849 | 1.3471 | 1.2242 | 1.1145 | 1.6392 | 1.8118 | 1.4849 | 1.3471 | 1.2242 | 1.1145 | 1.6392 | 1.8118 | 1.4849 | 1.3471 | 1.2242 | 1.1145 | 1.6392 | 1.8118 | 1.4849
675 | 0.12371 | 347.4141 | 0.86545 | 0.78516 | 0.71352 | 0.64958 | 0.9554 | 1.056 | 1.1678 | 0.78516 | 0.71352 | 0.64958 | 0.9554 | 1.056 | 0.86545 | 0.78516 | 0.71352 | 0.64958 | 0.9554 | 1.056 | 0.86545 | 0.78516 | 0.71352 | 0.64958 | 0.9554 | 1.056 | 0.86545 | 0.78516 | 0.71352 | 0.64958 | 0.9554 | 1.056 | 0.86545 | 0.78516 | 0.71352 | 0.64958 | 0.9554 | 1.056 | 0.86545 | 0.78516 | 0.71352 | 0.64958 | 0.9554 | 1.056 | 0.86545
750 | 231.606 | 428.9062 | 2000.3314 | 1814.7442 | 1649.1689 | 1501.389 | 2208.2296 | 2440.6262 | 2699.2037 | 1814.7442 | 1649.1689 | 1501.389 | 2208.2296 | 2440.6262 | 2000.3314 | 1814.7442 | 1649.1689 | 1501.389 | 2208.2296 | 2440.6262 | 2000.3314 | 1814.7442 | 1649.1689 | 1501.389 | 2208.2296 | 2440.6262 | 2000.3314 | 1814.7442 | 1649.1689 | 1501.389 | 2208.2296 | 2440.6262 | 2000.3314 | 1814.7442 | 1649.1689 | 1501.389 | 2208.2296 | 2440.6262 | 2000.3314 | 1814.7442 | 1649.1689 | 1501.389 | 2208.2296 | 2440.6262 | 2000.3314
800 | 0.61916 | 488 | 6.0843 | 5.5198 | 5.0162 | 4.5667 | 6.7167 | 7.4235 | 8.21 | 5.5198 | 5.0162 | 4.5667 | 6.7167 | 7.4235 | 6.0843 | 5.5198 | 5.0162 | 4.5667 | 6.7167 | 7.4235 | 6.0843 | 5.5198 | 5.0162 | 4.5667 | 6.7167 | 7.4235 | 6.0843 | 5.5198 | 5.0162 | 4.5667 | 6.7167 | 7.4235 | 6.0843 | 5.5198 | 5.0162 | 4.5667 | 6.7167 | 7.4235 | 6.0843 | 5.5198 | 5.0162 | 4.5667 | 6.7167 | 7.4235 | 6.0843
810 | 0.95566 | 500.2762 | 9.6272 | 8.734 | 7.9372 | 7.2259 | 10.6278 | 11.7463 | 12.9908 | 8.734 | 7.9372 | 7.2259 | 10.6278 | 11.7463 | 9.6272 | 8.734 | 7.9372 | 7.2259 | 10.6278 | 11.7463 | 9.6272 | 8.734 | 7.9372 | 7.2259 | 10.6278 | 11.7463 | 9.6272 | 8.734 | 7.9372 | 7.2259 | 10.6278 | 11.7463 | 9.6272 | 8.734 | 7.9372 | 7.2259 | 10.6278 | 11.7463 | 9.6272 | 8.734 | 7.9372 | 7.2259 | 10.6278 | 11.7463 | 9.6272
813 | 1.7254 | 503.9889 | 17.5109 | 15.8863 | 14.4368 | 13.1432 | 19.3309 | 21.3653 | 23.6289 | 15.8863 | 14.4368 | 13.1432 | 19.3309 | 21.3653 | 17.5109 | 15.8863 | 14.4368 | 13.1432 | 19.3309 | 21.3653 | 17.5109 | 15.8863 | 14.4368 | 13.1432 | 19.3309 | 21.3653 | 17.5109 | 15.8863 | 14.4368 | 13.1432 | 19.3309 | 21.3653 | 17.5109 | 15.8863 | 14.4368 | 13.1432 | 19.3309 | 21.3653 | 17.5109 | 15.8863 | 14.4368 | 13.1432 | 19.3309 | 21.3653 | 17.5109
840 | 8.9355 | 538.02 | 96.8075 | 87.8258 | 79.8127 | 72.6608 | 106.8688 | 118.1158 | 130.6299 | 87.8258 | 79.8127 | 72.6608 | 106.8688 | 118.1158 | 96.8075 | 87.8258 | 79.8127 | 72.6608 | 106.8688 | 118.1158 | 96.8075 | 87.8258 | 79.8127 | 72.6608 | 106.8688 | 118.1158 | 96.8075 | 87.8258 | 79.8127 | 72.6608 | 106.8688 | 118.1158 | 96.8075 | 87.8258 | 79.8127 | 72.6608 | 106.8688 | 118.1158 | 96.8075 | 87.8258 | 79.8127 | 72.6608 | 106.8688 | 118.1158 | 96.8075
850 | 0.022 | 550.9062 | 0.24406 | 0.22142 | 0.20122 | 0.18319 | 0.26943 | 0.29778 | 0.32933 | 0.22142 | 0.20122 | 0.18319 | 0.26943 | 0.29778 | 0.24406 | 0.22142 | 0.20122 | 0.18319 | 0.26943 | 0.29778 | 0.24406 | 0.22142 | 0.20122 | 0.18319 | 0.26943 | 0.29778 | 0.24406 | 0.22142 | 0.20122 | 0.18319 | 0.26943 | 0.29778 | 0.24406 | 0.22142 | 0.20122 | 0.18319 | 0.26943 | 0.29778 | 0.24406 | 0.22142 | 0.20122 | 0.18319 | 0.26943 | 0.29778 | 0.24406
900 | 122.1304 | 617.625 | 1518.9319 | 1378.0081 | 1252.2802 | 1140.0649 | 1676.7973 | 1853.2654 | 2049.6137 | 1378.0081 | 1252.2802 | 1140.0649 | 1676.7973 | 1853.2654 | 1518.9319 | 1378.0081 | 1252.2802 | 1140.0649 | 1676.7973 | 1853.2654 | 1518.9319 | 1378.0081 | 1252.2802 | 1140.0649 | 1676.7973 | 1853.2654 | 1518.9319 | 1378.0081 | 1252.2802 | 1140.0649 | 1676.7973 | 1853.2654 | 1518.9319 | 1378.0081 | 1252.2802 | 1140.0649 | 1676.7973 | 1853.2654 | 1518.9319 | 1378.0081 | 1252.2802 | 1140.0649 | 1676.7973 | 1853.2654 | 1518.9319
1000 | 2.7903 | 762.5 | 42.8424 | 38.8675 | 35.3213 | 32.1562 | 47.295 | 52.2724 | 57.8105 | 38.8675 | 35.3213 | 32.1562 | 47.295 | 52.2724 | 42.8424 | 38.8675 | 35.3213 | 32.1562 | 47.295 | 52.2724 | 42.8424 | 38.8675 | 35.3213 | 32.1562 | 47.295 | 52.2724 | 42.8424 | 38.8675 | 35.3213 | 32.1562 | 47.295 | 52.2724 | 42.8424 | 38.8675 | 35.3213 | 32.1562 | 47.295 | 52.2724 | 42.8424 | 38.8675 | 35.3213 | 32.1562 | 47.295 | 52.2724 | 42.8424
1050 | 44.3631 | 840.6562 | 750.9823 | 681.3075 | 619.1457 | 563.6649 | 829.0333 | 916.2817 | 1013.3592 | 681.3075 | 619.1457 | 563.6649 | 829.0333 | 916.2817 | 750.9823 | 681.3075 | 619.1457 | 563.6649 | 829.0333 | 916.2817 | 750.9823 | 681.3075 | 619.1457 | 563.6649 | 829.0333 | 916.2817 | 750.9823 | 681.3075 | 619.1457 | 563.6649 | 829.0333 | 916.2817 | 750.9823 | 681.3075 | 619.1457 | 563.6649 | 829.0333 | 916.2817 | 750.9823 | 681.3075 | 619.1457 | 563.6649 | 829.0333 | 916.2817 | 750.9823
1200 | 155.858 | 1098 | 3446.0475 | 3126.3293 | 2841.0865 | 2586.5003 | 3804.2017 | 4204.5601 | 4650.0216 | 3126.3293 | 2841.0865 | 2586.5003 | 3804.2017 | 4204.5601 | 3446.0475 | 3126.3293 | 2841.0865 | 2586.5003 | 3804.2017 | 4204.5601 | 3446.0475 | 3126.3293 | 2841.0865 | 2586.5003 | 3804.2017 | 4204.5601 | 3446.0475 | 3126.3293 | 2841.0865 | 2586.5003 | 3804.2017 | 4204.5601 | 3446.0475 | 3126.3293 | 2841.0865 | 2586.5003 | 3804.2017 | 4204.5601 | 3446.0475 | 3126.3293 | 2841.0865 | 2586.5003 | 3804.2017 | 4204.5601 | 3446.0475
1300 | 0.30727 | 1288.625 | 7.9733 | 7.2336 | 6.5736 | 5.9845 | 8.802 | 9.7283 | 10.759 | 7.2336 | 6.5736 | 5.9845 | 8.802 | 9.7283 | 7.9733 | 7.2336 | 6.5736 | 5.9845 | 8.802 | 9.7283 | 7.9733 | 7.2336 | 6.5736 | 5.9845 | 8.802 | 9.7283 | 7.9733 | 7.2336 | 6.5736 | 5.9845 | 8.802 | 9.7283 | 7.9733 | 7.2336 | 6.5736 | 5.9845 | 8.802 | 9.7283 | 7.9733 | 7.2336 | 6.5736 | 5.9845 | 8.802 | 9.7283 | 7.9733
1350 | 12.7947 | 1389.6562 | 358.0367 | 324.8187 | 295.1826 | 268.7316 | 395.2481 | 436.8445 | 483.1269 | 324.8187 | 295.1826 | 268.7316 | 395.2481 | 436.8445 | 358.0367 | 324.8187 | 295.1826 | 268.7316 | 395.2481 | 436.8445 | 358.0367 | 324.8187 | 295.1826 | 268.7316 | 395.2481 | 436.8445 | 358.0367 | 324.8187 | 295.1826 | 268.7316 | 395.2481 | 436.8445 | 358.0367 | 324.8187 | 295.1826 | 268.7316 | 395.2481 | 436.8445 | 358.0367 | 324.8187 | 295.1826 | 268.7316 | 395.2481 | 436.8445 | 358.0367
1500 | 10.686 | 1715.625 | 369.1701 | 334.9191 | 304.3615 | 277.088 | 407.5386 | 450.4284 | 498.1501 | 334.9191 | 304.3615 | 277.088 | 407.5386 | 450.4284 | 369.1701 | 334.9191 | 304.3615 | 277.088 | 407.5386 | 450.4284 | 369.1701 | 334.9191 | 304.3615 | 277.088 | 407.5386 | 450.4284 | 369.1701 | 334.9191 | 304.3615 | 277.088 | 407.5386 | 450.4284 | 369.1701 | 334.9191 | 304.3615 | 277.088 | 407.5386 | 450.4284 | 369.1701 | 334.9191 | 304.3615 | 277.088 | 407.5386 | 450.4284 | 369.1701
1650 | 0.0061532 | 2075.9062 | 0.25722 | 0.23335 | 0.21206 | 0.19306 | 0.28395 | 0.31383 | 0.34708 | 0.23335 | 0.21206 | 0.19306 | 0.28395 | 0.31383 | 0.25722 | 0.23335 | 0.21206 | 0.19306 | 0.28395 | 0.31383 | 0.25722 | 0.23335 | 0.21206 | 0.19306 | 0.28395 | 0.31383 | 0.25722 | 0.23335 | 0.21206 | 0.19306 | 0.28395 | 0.31383 | 0.25722 | 0.23335 | 0.21206 | 0.19306 | 0.28395 | 0.31383 | 0.25722 | 0.23335 | 0.21206 | 0.19306 | 0.28395 | 0.31383 | 0.25722
1800 | 32.3057 | 2470.5 | 1607.1414 | 1458.0336 | 1325.0043 | 1206.2723 | 1774.1746 | 1960.8907 | 2168.6416 | 1458.0336 | 1325.0043 | 1206.2723 | 1774.1746 | 1960.8907 | 1607.1414 | 1458.0336 | 1325.0043 | 1206.2723 | 1774.1746 | 1960.8907 | 1607.1414 | 1458.0336 | 1325.0043 | 1206.2723 | 1774.1746 | 1960.8907 | 1607.1414 | 1458.0336 | 1325.0043 | 1206.2723 | 1774.1746 | 1960.8907 | 1607.1414 | 1458.0336 | 1325.0043 | 1206.2723 | 1774.1746 | 1960.8907 | 1607.1414 | 1458.0336 | 1325.0043 | 1206.2723 | 1774.1746 | 1960.8907 | 1607.1414
2100 | 16.4728 | 3362.625 | 1115.4146 | 1011.9284 | 919.6012 | 837.1968 | 1231.3417 | 1360.9295 | 1505.1162 | 1011.9284 | 919.6012 | 837.1968 | 1231.3417 | 1360.9295 | 1115.4146 | 1011.9284 | 919.6012 | 837.1968 | 1231.3417 | 1360.9295 | 1115.4146 | 1011.9284 | 919.6012 | 837.1968 | 1231.3417 | 1360.9295 | 1115.4146 | 1011.9284 | 919.6012 | 837.1968 | 1231.3417 | 1360.9295 | 1115.4146 | 1011.9284 | 919.6012 | 837.1968 | 1231.3417 | 1360.9295 | 1115.4146 | 1011.9284 | 919.6012 | 837.1968 | 1231.3417 | 1360.9295 | 1115.4146
2400 | 8.5581 | 4392 | 756.8882 | 686.6654 | 624.0148 | 568.0976 | 835.553 | 923.4875 | 1021.3284 | 686.6654 | 624.0148 | 568.0976 | 835.553 | 923.4875 | 756.8882 | 686.6654 | 624.0148 | 568.0976 | 835.553 | 923.4875 | 756.8882 | 686.6654 | 624.0148 | 568.0976 | 835.553 | 923.4875 | 756.8882 | 686.6654 | 624.0148 | 568.0976 | 835.553 | 923.4875 | 756.8882 | 686.6654 | 624.0148 | 568.0976 | 835.553 | 923.4875 | 756.8882 | 686.6654 | 624.0148 | 568.0976 | 835.553 | 923.4875 | 756.8882
2475 | 16.0374 | 4670.7891 | 1508.3897 | 1368.4439 | 1243.5886 | 1132.1522 | 1665.1595 | 1840.4027 | 2035.3882 | 1368.4439 | 1243.5886 | 1132.1522 | 1665.1595 | 1840.4027 | 1508.3897 | 1368.4439 | 1243.5886 | 1132.1522 | 1665.1595 | 1840.4027 | 1508.3897 | 1368.4439 | 1243.5886 | 1132.1522 | 1665.1595 | 1840.4027 | 1508.3897 | 1368.4439 | 1243.5886 | 1132.1522 | 1665.1595 | 1840.4027 | 1508.3897 | 1368.4439 | 1243.5886 | 1132.1522 | 1665.1595 | 1840.4027 | 1508.3897 | 1368.4439 | 1243.5886 | 1132.1522 | 1665.1595 | 1840.4027 | 1508.3897
3000 | 18.329 | 6862.5 | 2532.8571 | 2297.8631 | 2088.2086 | 1901.0868 | 2796.1017 | 3090.3666 | 3417.7823 | 2297.8631 | 2088.2086 | 1901.0868 | 2796.1017 | 3090.3666 | 2532.8571 | 2297.8631 | 2088.2086 | 1901.0868 | 2796.1017 | 3090.3666 | 2532.8571 | 2297.8631 | 2088.2086 | 1901.0868 | 2796.1017 | 3090.3666 | 2532.8571 | 2297.8631 | 2088.2086 | 1901.0868 | 2796.1017 | 3090.3666 | 2532.8571 | 2297.8631 | 2088.2086 | 1901.0868 | 2796.1017 | 3090.3666 | 2532.8571 | 2297.8631 | 2088.2086 | 1901.0868 | 2796.1017 | 3090.3666 | 2532.8571
3600 | 0.66097 | 9882 | 131.5277 | 119.3248 | 108.4377 | 98.7208 | 145.1976 | 160.4784 | 177.4806 | 119.3248 | 108.4377 | 98.7208 | 145.1976 | 160.4784 | 131.5277 | 119.3248 | 108.4377 | 98.7208 | 145.1976 | 160.4784 | 131.5277 | 119.3248 | 108.4377 | 98.7208 | 145.1976 | 160.4784 | 131.5277 | 119.3248 | 108.4377 | 98.7208 | 145.1976 | 160.4784 | 131.5277 | 119.3248 | 108.4377 | 98.7208 | 145.1976 | 160.4784 | 131.5277 | 119.3248 | 108.4377 | 98.7208 | 145.1976 | 160.4784 | 131.5277
[47 empty] | x | x | x | bar: 1 to 7; 26 to 43

## pNall
expected # properties/yr suffering an interruption of any duration |  | strategy # | 1 | 2 | 3 | 4 | 5 | 6 | 7 | 8 | 9 | 10 | 11 | 12 | 13 | 14 | 15 | 16 | 17 | 18 | 19 | 20 | 21 | 22 | 23 | 24 | 25 | 26 | 27 | 28 | 29 | 30 | 31 | 32 | 33 | 34 | 35 | 36 | 37 | 38 | 39 | 40 | 41 | 42 | 43
status quo
|  | Smallest avoid fail diameter | 300 | 300 | 300 | 300 | 300 | 300 | 300 | 375 | 375 | 375 | 375 | 375 | 375 | 450 | 450 | 450 | 450 | 450 | 450 | 500 | 500 | 500 | 500 | 500 | 500 | 250 | 250 | 250 | 250 | 250 | 250 | 200 | 200 | 200 | 200 | 200 | 200 | 150 | 150 | 150 | 150 | 150 | 150
|  | # crew staff notionally allocated to water | 97.9996 | 107.7996 | 117.5995 | 127.3995 | 88.1996 | 78.3997 | 68.5997 | 107.7996 | 117.5995 | 127.3995 | 88.1996 | 78.3997 | 97.9996 | 107.7996 | 117.5995 | 127.3995 | 88.1996 | 78.3997 | 97.9996 | 107.7996 | 117.5995 | 127.3995 | 88.1996 | 78.3997 | 97.9996 | 107.7996 | 117.5995 | 127.3995 | 88.1996 | 78.3997 | 97.9996 | 107.7996 | 117.5995 | 127.3995 | 88.1996 | 78.3997 | 97.9996 | 107.7996 | 117.5995 | 127.3995 | 88.1996 | 78.3997 | 97.9996
|  | expected # properties suffering any interruption | 113123.4529 | 113123.4529 | 113123.4529 | 113123.4529 | 113123.4529 | 113123.4529 | 113123.4529 | 124263.4039 | 124263.4039 | 124263.4039 | 124263.4039 | 124263.4039 | 124263.4039 | 137769.0371 | 137769.0371 | 137769.0371 | 137769.0371 | 137769.0371 | 137769.0371 | 148924.3369 | 148924.3369 | 148924.3369 | 148924.3369 | 148924.3369 | 148924.3369 | 104793.9347 | 104793.9347 | 104793.9347 | 104793.9347 | 104793.9347 | 104793.9347 | 95870.2653 | 95870.2653 | 95870.2653 | 95870.2653 | 95870.2653 | 95870.2653 | 82492.8335 | 82492.8335 | 82492.8335 | 82492.8335 | 82492.8335 | 30109.5952 | x
pipe diameter | km | # properties affected
0 | 0.04661 | 0 | 0 | 0 | 0 | 0 | 0 | 0 | 0 | 0 | 0 | 0 | 0 | 0 | 0 | 0 | 0 | 0 | 0 | 0 | 0 | 0 | 0 | 0 | 0 | 0 | 0 | 0 | 0 | 0 | 0 | 0 | 0 | 0 | 0 | 0 | 0 | 0 | 0 | 0 | 0 | 0 | 0 | 0 | 0
20 | 2.7082 | 0.305 | 0.20099 | 0.20099 | 0.20099 | 0.20099 | 0.20099 | 0.20099 | 0.20099 | 0.20099 | 0.20099 | 0.20099 | 0.20099 | 0.20099 | 0.20099 | 0.20099 | 0.20099 | 0.20099 | 0.20099 | 0.20099 | 0.20099 | 0.20099 | 0.20099 | 0.20099 | 0.20099 | 0.20099 | 0.20099 | 0.20099 | 0.20099 | 0.20099 | 0.20099 | 0.20099 | 0.20099 | 0.20099 | 0.20099 | 0.20099 | 0.20099 | 0.20099 | 0.20099 | 0.20099 | 0.20099 | 0.20099 | 0.20099 | 0.20099 | 0.030431
25 | 6.3867 | 0.47656 | 0.74061 | 0.74061 | 0.74061 | 0.74061 | 0.74061 | 0.74061 | 0.74061 | 0.74061 | 0.74061 | 0.74061 | 0.74061 | 0.74061 | 0.74061 | 0.74061 | 0.74061 | 0.74061 | 0.74061 | 0.74061 | 0.74061 | 0.74061 | 0.74061 | 0.74061 | 0.74061 | 0.74061 | 0.74061 | 0.74061 | 0.74061 | 0.74061 | 0.74061 | 0.74061 | 0.74061 | 0.74061 | 0.74061 | 0.74061 | 0.74061 | 0.74061 | 0.74061 | 0.74061 | 0.74061 | 0.74061 | 0.74061 | 0.74061 | 0.11213
32 | 2.651 | 0.7808 | 0.50366 | 0.50366 | 0.50366 | 0.50366 | 0.50366 | 0.50366 | 0.50366 | 0.50366 | 0.50366 | 0.50366 | 0.50366 | 0.50366 | 0.50366 | 0.50366 | 0.50366 | 0.50366 | 0.50366 | 0.50366 | 0.50366 | 0.50366 | 0.50366 | 0.50366 | 0.50366 | 0.50366 | 0.50366 | 0.50366 | 0.50366 | 0.50366 | 0.50366 | 0.50366 | 0.50366 | 0.50366 | 0.50366 | 0.50366 | 0.50366 | 0.50366 | 0.50366 | 0.50366 | 0.50366 | 0.50366 | 0.50366 | 0.50366 | 0.076255
40 | 7.0528 | 1.22 | 2.0937 | 2.0937 | 2.0937 | 2.0937 | 2.0937 | 2.0937 | 2.0937 | 2.0937 | 2.0937 | 2.0937 | 2.0937 | 2.0937 | 2.0937 | 2.0937 | 2.0937 | 2.0937 | 2.0937 | 2.0937 | 2.0937 | 2.0937 | 2.0937 | 2.0937 | 2.0937 | 2.0937 | 2.0937 | 2.0937 | 2.0937 | 2.0937 | 2.0937 | 2.0937 | 2.0937 | 2.0937 | 2.0937 | 2.0937 | 2.0937 | 2.0937 | 2.0937 | 2.0937 | 2.0937 | 2.0937 | 2.0937 | 2.0937 | 0.31699
50 | 4.8471 | 1.9062 | 2.2483 | 2.2483 | 2.2483 | 2.2483 | 2.2483 | 2.2483 | 2.2483 | 2.2483 | 2.2483 | 2.2483 | 2.2483 | 2.2483 | 2.2483 | 2.2483 | 2.2483 | 2.2483 | 2.2483 | 2.2483 | 2.2483 | 2.2483 | 2.2483 | 2.2483 | 2.2483 | 2.2483 | 2.2483 | 2.2483 | 2.2483 | 2.2483 | 2.2483 | 2.2483 | 2.2483 | 2.2483 | 2.2483 | 2.2483 | 2.2483 | 2.2483 | 2.2483 | 2.2483 | 2.2483 | 2.2483 | 2.2483 | 2.2483 | 0.3404
63 | 9.3051 | 3.0264 | 6.8522 | 6.8522 | 6.8522 | 6.8522 | 6.8522 | 6.8522 | 6.8522 | 6.8522 | 6.8522 | 6.8522 | 6.8522 | 6.8522 | 6.8522 | 6.8522 | 6.8522 | 6.8522 | 6.8522 | 6.8522 | 6.8522 | 6.8522 | 6.8522 | 6.8522 | 6.8522 | 6.8522 | 6.8522 | 6.8522 | 6.8522 | 6.8522 | 6.8522 | 6.8522 | 6.8522 | 6.8522 | 6.8522 | 6.8522 | 6.8522 | 6.8522 | 6.8522 | 6.8522 | 6.8522 | 6.8522 | 6.8522 | 6.8522 | 1.0375
65 | 0.13253 | 3.2216 | 0.10389 | 0.10389 | 0.10389 | 0.10389 | 0.10389 | 0.10389 | 0.10389 | 0.10389 | 0.10389 | 0.10389 | 0.10389 | 0.10389 | 0.10389 | 0.10389 | 0.10389 | 0.10389 | 0.10389 | 0.10389 | 0.10389 | 0.10389 | 0.10389 | 0.10389 | 0.10389 | 0.10389 | 0.10389 | 0.10389 | 0.10389 | 0.10389 | 0.10389 | 0.10389 | 0.10389 | 0.10389 | 0.10389 | 0.10389 | 0.10389 | 0.10389 | 0.10389 | 0.10389 | 0.10389 | 0.10389 | 0.10389 | 0.10389 | 0.015729
75 | 0.62656 | 4.2891 | 0.6539 | 0.6539 | 0.6539 | 0.6539 | 0.6539 | 0.6539 | 0.6539 | 0.6539 | 0.6539 | 0.6539 | 0.6539 | 0.6539 | 0.6539 | 0.6539 | 0.6539 | 0.6539 | 0.6539 | 0.6539 | 0.6539 | 0.6539 | 0.6539 | 0.6539 | 0.6539 | 0.6539 | 0.6539 | 0.6539 | 0.6539 | 0.6539 | 0.6539 | 0.6539 | 0.6539 | 0.6539 | 0.6539 | 0.6539 | 0.6539 | 0.6539 | 0.6539 | 0.6539 | 0.6539 | 0.6539 | 0.6539 | 0.6539 | 0.099003
80 | 2.6897 | 4.88 | 3.1938 | 3.1938 | 3.1938 | 3.1938 | 3.1938 | 3.1938 | 3.1938 | 3.1938 | 3.1938 | 3.1938 | 3.1938 | 3.1938 | 3.1938 | 3.1938 | 3.1938 | 3.1938 | 3.1938 | 3.1938 | 3.1938 | 3.1938 | 3.1938 | 3.1938 | 3.1938 | 3.1938 | 3.1938 | 3.1938 | 3.1938 | 3.1938 | 3.1938 | 3.1938 | 3.1938 | 3.1938 | 3.1938 | 3.1938 | 3.1938 | 3.1938 | 3.1938 | 3.1938 | 3.1938 | 3.1938 | 3.1938 | 3.1938 | 0.48356
90 | 18.1406 | 6.1762 | 27.2625 | 27.2625 | 27.2625 | 27.2625 | 27.2625 | 27.2625 | 27.2625 | 27.2625 | 27.2625 | 27.2625 | 27.2625 | 27.2625 | 27.2625 | 27.2625 | 27.2625 | 27.2625 | 27.2625 | 27.2625 | 27.2625 | 27.2625 | 27.2625 | 27.2625 | 27.2625 | 27.2625 | 27.2625 | 27.2625 | 27.2625 | 27.2625 | 27.2625 | 27.2625 | 27.2625 | 27.2625 | 27.2625 | 27.2625 | 27.2625 | 27.2625 | 27.2625 | 27.2625 | 27.2625 | 27.2625 | 27.2625 | 27.2625 | 4.1276
100 | 12115.3887 | 7.625 | 22478.4357 | 22478.4357 | 22478.4357 | 22478.4357 | 22478.4357 | 22478.4357 | 22478.4357 | 22478.4357 | 22478.4357 | 22478.4357 | 22478.4357 | 22478.4357 | 22478.4357 | 22478.4357 | 22478.4357 | 22478.4357 | 22478.4357 | 22478.4357 | 22478.4357 | 22478.4357 | 22478.4357 | 22478.4357 | 22478.4357 | 22478.4357 | 22478.4357 | 22478.4357 | 22478.4357 | 22478.4357 | 22478.4357 | 22478.4357 | 22478.4357 | 22478.4357 | 22478.4357 | 22478.4357 | 22478.4357 | 22478.4357 | 22478.4357 | 22478.4357 | 22478.4357 | 22478.4357 | 22478.4357 | 22478.4357 | 3403.3148
110 | 0.86656 | 9.2263 | 1.9454 | 1.9454 | 1.9454 | 1.9454 | 1.9454 | 1.9454 | 1.9454 | 1.9454 | 1.9454 | 1.9454 | 1.9454 | 1.9454 | 1.9454 | 1.9454 | 1.9454 | 1.9454 | 1.9454 | 1.9454 | 1.9454 | 1.9454 | 1.9454 | 1.9454 | 1.9454 | 1.9454 | 1.9454 | 1.9454 | 1.9454 | 1.9454 | 1.9454 | 1.9454 | 1.9454 | 1.9454 | 1.9454 | 1.9454 | 1.9454 | 1.9454 | 1.9454 | 1.9454 | 1.9454 | 1.9454 | 1.9454 | 1.9454 | 0.29454
121 | 0.0066148 | 11.1638 | 0.017969 | 0.017969 | 0.017969 | 0.017969 | 0.017969 | 0.017969 | 0.017969 | 0.017969 | 0.017969 | 0.017969 | 0.017969 | 0.017969 | 0.017969 | 0.017969 | 0.017969 | 0.017969 | 0.017969 | 0.017969 | 0.017969 | 0.017969 | 0.017969 | 0.017969 | 0.017969 | 0.017969 | 0.017969 | 0.017969 | 0.017969 | 0.017969 | 0.017969 | 0.017969 | 0.017969 | 0.017969 | 0.017969 | 0.017969 | 0.017969 | 0.017969 | 0.017969 | 0.017969 | 0.017969 | 0.017969 | 0.017969 | 0.017969 | 0.0027205
125 | 422.4961 | 11.9141 | 1224.8177 | 1224.8177 | 1224.8177 | 1224.8177 | 1224.8177 | 1224.8177 | 1224.8177 | 1224.8177 | 1224.8177 | 1224.8177 | 1224.8177 | 1224.8177 | 1224.8177 | 1224.8177 | 1224.8177 | 1224.8177 | 1224.8177 | 1224.8177 | 1224.8177 | 1224.8177 | 1224.8177 | 1224.8177 | 1224.8177 | 1224.8177 | 1224.8177 | 1224.8177 | 1224.8177 | 1224.8177 | 1224.8177 | 1224.8177 | 1224.8177 | 1224.8177 | 1224.8177 | 1224.8177 | 1224.8177 | 1224.8177 | 1224.8177 | 1224.8177 | 1224.8177 | 1224.8177 | 1224.8177 | 1224.8177 | 185.4417
140 | 4.1733 | 14.945 | 15.1763 | 15.1763 | 15.1763 | 15.1763 | 15.1763 | 15.1763 | 15.1763 | 15.1763 | 15.1763 | 15.1763 | 15.1763 | 15.1763 | 15.1763 | 15.1763 | 15.1763 | 15.1763 | 15.1763 | 15.1763 | 15.1763 | 15.1763 | 15.1763 | 15.1763 | 15.1763 | 15.1763 | 15.1763 | 15.1763 | 15.1763 | 15.1763 | 15.1763 | 15.1763 | 15.1763 | 15.1763 | 15.1763 | 15.1763 | 15.1763 | 15.1763 | 15.1763 | 15.1763 | 15.1763 | 15.1763 | 15.1763 | 15.1763 | 2.2977
150 | 3773.6224 | 17.1562 | 15753.233 | 15753.233 | 15753.233 | 15753.233 | 15753.233 | 15753.233 | 15753.233 | 15753.233 | 15753.233 | 15753.233 | 15753.233 | 15753.233 | 15753.233 | 15753.233 | 15753.233 | 15753.233 | 15753.233 | 15753.233 | 15753.233 | 15753.233 | 15753.233 | 15753.233 | 15753.233 | 15753.233 | 15753.233 | 15753.233 | 15753.233 | 15753.233 | 15753.233 | 15753.233 | 15753.233 | 15753.233 | 15753.233 | 15753.233 | 15753.233 | 15753.233 | 15753.233 | 2887.9129 | 2887.9129 | 2887.9129 | 2887.9129 | 2887.9129 | 1303.6786
160 | 0.11729 | 19.52 | 0.55709 | 0.55709 | 0.55709 | 0.55709 | 0.55709 | 0.55709 | 0.55709 | 0.55709 | 0.55709 | 0.55709 | 0.55709 | 0.55709 | 0.55709 | 0.55709 | 0.55709 | 0.55709 | 0.55709 | 0.55709 | 0.55709 | 0.55709 | 0.55709 | 0.55709 | 0.55709 | 0.55709 | 0.55709 | 0.55709 | 0.55709 | 0.55709 | 0.55709 | 0.55709 | 0.55709 | 0.55709 | 0.55709 | 0.55709 | 0.55709 | 0.55709 | 0.55709 | 0.10213 | 0.10213 | 0.10213 | 0.10213 | 0.10213 | 0.046102
168 | 1.2468 | 21.5208 | 6.529 | 6.529 | 6.529 | 6.529 | 6.529 | 6.529 | 6.529 | 6.529 | 6.529 | 6.529 | 6.529 | 6.529 | 6.529 | 6.529 | 6.529 | 6.529 | 6.529 | 6.529 | 6.529 | 6.529 | 6.529 | 6.529 | 6.529 | 6.529 | 6.529 | 6.529 | 6.529 | 6.529 | 6.529 | 6.529 | 6.529 | 6.529 | 6.529 | 6.529 | 6.529 | 6.529 | 6.529 | 1.1969 | 1.1969 | 1.1969 | 1.1969 | 1.1969 | 0.54032
180 | 103.1346 | 24.705 | 619.9807 | 619.9807 | 619.9807 | 619.9807 | 619.9807 | 619.9807 | 619.9807 | 619.9807 | 619.9807 | 619.9807 | 619.9807 | 619.9807 | 619.9807 | 619.9807 | 619.9807 | 619.9807 | 619.9807 | 619.9807 | 619.9807 | 619.9807 | 619.9807 | 619.9807 | 619.9807 | 619.9807 | 619.9807 | 619.9807 | 619.9807 | 619.9807 | 619.9807 | 619.9807 | 619.9807 | 619.9807 | 619.9807 | 619.9807 | 619.9807 | 619.9807 | 619.9807 | 113.656 | 113.656 | 113.656 | 113.656 | 113.656 | 51.3073
200 | 1414.9522 | 30.5 | 10500.996 | 10500.996 | 10500.996 | 10500.996 | 10500.996 | 10500.996 | 10500.996 | 10500.996 | 10500.996 | 10500.996 | 10500.996 | 10500.996 | 10500.996 | 10500.996 | 10500.996 | 10500.996 | 10500.996 | 10500.996 | 10500.996 | 10500.996 | 10500.996 | 10500.996 | 10500.996 | 10500.996 | 10500.996 | 10500.996 | 10500.996 | 10500.996 | 10500.996 | 10500.996 | 10500.996 | 1925.0627 | 1925.0627 | 1925.0627 | 1925.0627 | 1925.0627 | 1925.0627 | 1925.0627 | 1925.0627 | 1925.0627 | 1925.0627 | 1925.0627 | 869.0231
219 | 0.56119 | 36.5703 | 4.9938 | 4.9938 | 4.9938 | 4.9938 | 4.9938 | 4.9938 | 4.9938 | 4.9938 | 4.9938 | 4.9938 | 4.9938 | 4.9938 | 4.9938 | 4.9938 | 4.9938 | 4.9938 | 4.9938 | 4.9938 | 4.9938 | 4.9938 | 4.9938 | 4.9938 | 4.9938 | 4.9938 | 4.9938 | 4.9938 | 4.9938 | 4.9938 | 4.9938 | 4.9938 | 4.9938 | 0.91547 | 0.91547 | 0.91547 | 0.91547 | 0.91547 | 0.91547 | 0.91547 | 0.91547 | 0.91547 | 0.91547 | 0.91547 | 0.41327
225 | 44.8004 | 38.6016 | 420.7996 | 420.7996 | 420.7996 | 420.7996 | 420.7996 | 420.7996 | 420.7996 | 420.7996 | 420.7996 | 420.7996 | 420.7996 | 420.7996 | 420.7996 | 420.7996 | 420.7996 | 420.7996 | 420.7996 | 420.7996 | 420.7996 | 420.7996 | 420.7996 | 420.7996 | 420.7996 | 420.7996 | 420.7996 | 420.7996 | 420.7996 | 420.7996 | 420.7996 | 420.7996 | 420.7996 | 77.1418 | 77.1418 | 77.1418 | 77.1418 | 77.1418 | 77.1418 | 77.1418 | 77.1418 | 77.1418 | 77.1418 | 77.1418 | 34.8238
250 | 874.3262 | 47.6562 | 10138.6988 | 10138.6988 | 10138.6988 | 10138.6988 | 10138.6988 | 10138.6988 | 10138.6988 | 10138.6988 | 10138.6988 | 10138.6988 | 10138.6988 | 10138.6988 | 10138.6988 | 10138.6988 | 10138.6988 | 10138.6988 | 10138.6988 | 10138.6988 | 10138.6988 | 10138.6988 | 10138.6988 | 10138.6988 | 10138.6988 | 10138.6988 | 10138.6988 | 1858.6457 | 1858.6457 | 1858.6457 | 1858.6457 | 1858.6457 | 1858.6457 | 1858.6457 | 1858.6457 | 1858.6457 | 1858.6457 | 1858.6457 | 1858.6457 | 1858.6457 | 1858.6457 | 1858.6457 | 1858.6457 | 1858.6457 | 839.0408
273 | 0.76867 | 56.8284 | 10.6291 | 10.6291 | 10.6291 | 10.6291 | 10.6291 | 10.6291 | 10.6291 | 10.6291 | 10.6291 | 10.6291 | 10.6291 | 10.6291 | 10.6291 | 10.6291 | 10.6291 | 10.6291 | 10.6291 | 10.6291 | 10.6291 | 10.6291 | 10.6291 | 10.6291 | 10.6291 | 10.6291 | 10.6291 | 1.9485 | 1.9485 | 1.9485 | 1.9485 | 1.9485 | 1.9485 | 1.9485 | 1.9485 | 1.9485 | 1.9485 | 1.9485 | 1.9485 | 1.9485 | 1.9485 | 1.9485 | 1.9485 | 1.9485 | 0.87962
280 | 3.4332 | 59.78 | 49.9396 | 49.9396 | 49.9396 | 49.9396 | 49.9396 | 49.9396 | 49.9396 | 49.9396 | 49.9396 | 49.9396 | 49.9396 | 49.9396 | 49.9396 | 49.9396 | 49.9396 | 49.9396 | 49.9396 | 49.9396 | 49.9396 | 49.9396 | 49.9396 | 49.9396 | 49.9396 | 49.9396 | 49.9396 | 9.155 | 9.155 | 9.155 | 9.155 | 9.155 | 9.155 | 9.155 | 9.155 | 9.155 | 9.155 | 9.155 | 9.155 | 9.155 | 9.155 | 9.155 | 9.155 | 9.155 | 4.1328
300 | 791.4461 | 68.625 | 2422.7409 | 2422.7409 | 2422.7409 | 2422.7409 | 2422.7409 | 2422.7409 | 2422.7409 | 13215.7732 | 13215.7732 | 13215.7732 | 13215.7732 | 13215.7732 | 13215.7732 | 13215.7732 | 13215.7732 | 13215.7732 | 13215.7732 | 13215.7732 | 13215.7732 | 13215.7732 | 13215.7732 | 13215.7732 | 13215.7732 | 13215.7732 | 13215.7732 | 2422.7409 | 2422.7409 | 2422.7409 | 2422.7409 | 2422.7409 | 2422.7409 | 2422.7409 | 2422.7409 | 2422.7409 | 2422.7409 | 2422.7409 | 2422.7409 | 2422.7409 | 2422.7409 | 2422.7409 | 2422.7409 | 2422.7409 | 1093.6879
315 | 14.8027 | 75.6591 | 49.9579 | 49.9579 | 49.9579 | 49.9579 | 49.9579 | 49.9579 | 49.9579 | 272.5146 | 272.5146 | 272.5146 | 272.5146 | 272.5146 | 272.5146 | 272.5146 | 272.5146 | 272.5146 | 272.5146 | 272.5146 | 272.5146 | 272.5146 | 272.5146 | 272.5146 | 272.5146 | 272.5146 | 272.5146 | 49.9579 | 49.9579 | 49.9579 | 49.9579 | 49.9579 | 49.9579 | 49.9579 | 49.9579 | 49.9579 | 49.9579 | 49.9579 | 49.9579 | 49.9579 | 49.9579 | 49.9579 | 49.9579 | 49.9579 | 22.5523
324 | 0.32953 | 80.0442 | 1.1766 | 1.1766 | 1.1766 | 1.1766 | 1.1766 | 1.1766 | 1.1766 | 6.4182 | 6.4182 | 6.4182 | 6.4182 | 6.4182 | 6.4182 | 6.4182 | 6.4182 | 6.4182 | 6.4182 | 6.4182 | 6.4182 | 6.4182 | 6.4182 | 6.4182 | 6.4182 | 6.4182 | 6.4182 | 1.1766 | 1.1766 | 1.1766 | 1.1766 | 1.1766 | 1.1766 | 1.1766 | 1.1766 | 1.1766 | 1.1766 | 1.1766 | 1.1766 | 1.1766 | 1.1766 | 1.1766 | 1.1766 | 1.1766 | 0.53114
350 | 0.029567 | 93.4062 | 0.12319 | 0.12319 | 0.12319 | 0.12319 | 0.12319 | 0.12319 | 0.12319 | 0.67201 | 0.67201 | 0.67201 | 0.67201 | 0.67201 | 0.67201 | 0.67201 | 0.67201 | 0.67201 | 0.67201 | 0.67201 | 0.67201 | 0.67201 | 0.67201 | 0.67201 | 0.67201 | 0.67201 | 0.67201 | 0.12319 | 0.12319 | 0.12319 | 0.12319 | 0.12319 | 0.12319 | 0.12319 | 0.12319 | 0.12319 | 0.12319 | 0.12319 | 0.12319 | 0.12319 | 0.12319 | 0.12319 | 0.12319 | 0.12319 | 0.055613
355 | 6.2083 | 96.0941 | 26.6118 | 26.6118 | 26.6118 | 26.6118 | 26.6118 | 26.6118 | 26.6118 | 145.1642 | 145.1642 | 145.1642 | 145.1642 | 145.1642 | 145.1642 | 145.1642 | 145.1642 | 145.1642 | 145.1642 | 145.1642 | 145.1642 | 145.1642 | 145.1642 | 145.1642 | 145.1642 | 145.1642 | 145.1642 | 26.6118 | 26.6118 | 26.6118 | 26.6118 | 26.6118 | 26.6118 | 26.6118 | 26.6118 | 26.6118 | 26.6118 | 26.6118 | 26.6118 | 26.6118 | 26.6118 | 26.6118 | 26.6118 | 26.6118 | 12.0132
356 | 0.00099906 | 96.6362 | 0.0043066 | 0.0043066 | 0.0043066 | 0.0043066 | 0.0043066 | 0.0043066 | 0.0043066 | 0.023492 | 0.023492 | 0.023492 | 0.023492 | 0.023492 | 0.023492 | 0.023492 | 0.023492 | 0.023492 | 0.023492 | 0.023492 | 0.023492 | 0.023492 | 0.023492 | 0.023492 | 0.023492 | 0.023492 | 0.023492 | 0.0043066 | 0.0043066 | 0.0043066 | 0.0043066 | 0.0043066 | 0.0043066 | 0.0043066 | 0.0043066 | 0.0043066 | 0.0043066 | 0.0043066 | 0.0043066 | 0.0043066 | 0.0043066 | 0.0043066 | 0.0043066 | 0.0043066 | 0.0019441
375 | 622.5929 | 107.2266 | 2977.8982 | 2977.8982 | 2977.8982 | 2977.8982 | 2977.8982 | 2977.8982 | 2977.8982 | 2977.8982 | 2977.8982 | 2977.8982 | 2977.8982 | 2977.8982 | 2977.8982 | 16244.0925 | 16244.0925 | 16244.0925 | 16244.0925 | 16244.0925 | 16244.0925 | 16244.0925 | 16244.0925 | 16244.0925 | 16244.0925 | 16244.0925 | 16244.0925 | 2977.8982 | 2977.8982 | 2977.8982 | 2977.8982 | 2977.8982 | 2977.8982 | 2977.8982 | 2977.8982 | 2977.8982 | 2977.8982 | 2977.8982 | 2977.8982 | 2977.8982 | 2977.8982 | 2977.8982 | 2977.8982 | 2977.8982 | 1344.3003
400 | 7.5019 | 122 | 40.8256 | 40.8256 | 40.8256 | 40.8256 | 40.8256 | 40.8256 | 40.8256 | 40.8256 | 40.8256 | 40.8256 | 40.8256 | 40.8256 | 40.8256 | 222.6989 | 222.6989 | 222.6989 | 222.6989 | 222.6989 | 222.6989 | 222.6989 | 222.6989 | 222.6989 | 222.6989 | 222.6989 | 222.6989 | 40.8256 | 40.8256 | 40.8256 | 40.8256 | 40.8256 | 40.8256 | 40.8256 | 40.8256 | 40.8256 | 40.8256 | 40.8256 | 40.8256 | 40.8256 | 40.8256 | 40.8256 | 40.8256 | 40.8256 | 18.4297
406 | 0.19932 | 125.6874 | 1.1175 | 1.1175 | 1.1175 | 1.1175 | 1.1175 | 1.1175 | 1.1175 | 1.1175 | 1.1175 | 1.1175 | 1.1175 | 1.1175 | 1.1175 | 6.0957 | 6.0957 | 6.0957 | 6.0957 | 6.0957 | 6.0957 | 6.0957 | 6.0957 | 6.0957 | 6.0957 | 6.0957 | 6.0957 | 1.1175 | 1.1175 | 1.1175 | 1.1175 | 1.1175 | 1.1175 | 1.1175 | 1.1175 | 1.1175 | 1.1175 | 1.1175 | 1.1175 | 1.1175 | 1.1175 | 1.1175 | 1.1175 | 1.1175 | 0.50446
415 | 2.0151 | 131.3216 | 11.8044 | 11.8044 | 11.8044 | 11.8044 | 11.8044 | 11.8044 | 11.8044 | 11.8044 | 11.8044 | 11.8044 | 11.8044 | 11.8044 | 11.8044 | 64.3919 | 64.3919 | 64.3919 | 64.3919 | 64.3919 | 64.3919 | 64.3919 | 64.3919 | 64.3919 | 64.3919 | 64.3919 | 64.3919 | 11.8044 | 11.8044 | 11.8044 | 11.8044 | 11.8044 | 11.8044 | 11.8044 | 11.8044 | 11.8044 | 11.8044 | 11.8044 | 11.8044 | 11.8044 | 11.8044 | 11.8044 | 11.8044 | 11.8044 | 5.3288
450 | 363.5604 | 154.4062 | 2504.0601 | 2504.0601 | 2504.0601 | 2504.0601 | 2504.0601 | 2504.0601 | 2504.0601 | 2504.0601 | 2504.0601 | 2504.0601 | 2504.0601 | 2504.0601 | 2504.0601 | 2504.0601 | 2504.0601 | 2504.0601 | 2504.0601 | 2504.0601 | 2504.0601 | 13659.3598 | 13659.3598 | 13659.3598 | 13659.3598 | 13659.3598 | 13659.3598 | 2504.0601 | 2504.0601 | 2504.0601 | 2504.0601 | 2504.0601 | 2504.0601 | 2504.0601 | 2504.0601 | 2504.0601 | 2504.0601 | 2504.0601 | 2504.0601 | 2504.0601 | 2504.0601 | 2504.0601 | 2504.0601 | 2504.0601 | 1130.3975
500 | 384.5966 | 190.625 | 3270.3075 | 3270.3075 | 3270.3075 | 3270.3075 | 3270.3075 | 3270.3075 | 3270.3075 | 3270.3075 | 3270.3075 | 3270.3075 | 3270.3075 | 3270.3075 | 3270.3075 | 3270.3075 | 3270.3075 | 3270.3075 | 3270.3075 | 3270.3075 | 3270.3075 | 3270.3075 | 3270.3075 | 3270.3075 | 3270.3075 | 3270.3075 | 3270.3075 | 3270.3075 | 3270.3075 | 3270.3075 | 3270.3075 | 3270.3075 | 3270.3075 | 3270.3075 | 3270.3075 | 3270.3075 | 3270.3075 | 3270.3075 | 3270.3075 | 3270.3075 | 3270.3075 | 3270.3075 | 3270.3075 | 3270.3075 | 1476.3014
508 | 1.4541 | 196.7738 | 12.763 | 12.763 | 12.763 | 12.763 | 12.763 | 12.763 | 12.763 | 12.763 | 12.763 | 12.763 | 12.763 | 12.763 | 12.763 | 12.763 | 12.763 | 12.763 | 12.763 | 12.763 | 12.763 | 12.763 | 12.763 | 12.763 | 12.763 | 12.763 | 12.763 | 12.763 | 12.763 | 12.763 | 12.763 | 12.763 | 12.763 | 12.763 | 12.763 | 12.763 | 12.763 | 12.763 | 12.763 | 12.763 | 12.763 | 12.763 | 12.763 | 12.763 | 5.7615
550 | 0.22532 | 230.6562 | 2.3182 | 2.3182 | 2.3182 | 2.3182 | 2.3182 | 2.3182 | 2.3182 | 2.3182 | 2.3182 | 2.3182 | 2.3182 | 2.3182 | 2.3182 | 2.3182 | 2.3182 | 2.3182 | 2.3182 | 2.3182 | 2.3182 | 2.3182 | 2.3182 | 2.3182 | 2.3182 | 2.3182 | 2.3182 | 2.3182 | 2.3182 | 2.3182 | 2.3182 | 2.3182 | 2.3182 | 2.3182 | 2.3182 | 2.3182 | 2.3182 | 2.3182 | 2.3182 | 2.3182 | 2.3182 | 2.3182 | 2.3182 | 2.3182 | 1.0465
559 | 0.77505 | 238.2668 | 8.2376 | 8.2376 | 8.2376 | 8.2376 | 8.2376 | 8.2376 | 8.2376 | 8.2376 | 8.2376 | 8.2376 | 8.2376 | 8.2376 | 8.2376 | 8.2376 | 8.2376 | 8.2376 | 8.2376 | 8.2376 | 8.2376 | 8.2376 | 8.2376 | 8.2376 | 8.2376 | 8.2376 | 8.2376 | 8.2376 | 8.2376 | 8.2376 | 8.2376 | 8.2376 | 8.2376 | 8.2376 | 8.2376 | 8.2376 | 8.2376 | 8.2376 | 8.2376 | 8.2376 | 8.2376 | 8.2376 | 8.2376 | 8.2376 | 3.7187
560 | 3.301 | 239.12 | 35.2104 | 35.2104 | 35.2104 | 35.2104 | 35.2104 | 35.2104 | 35.2104 | 35.2104 | 35.2104 | 35.2104 | 35.2104 | 35.2104 | 35.2104 | 35.2104 | 35.2104 | 35.2104 | 35.2104 | 35.2104 | 35.2104 | 35.2104 | 35.2104 | 35.2104 | 35.2104 | 35.2104 | 35.2104 | 35.2104 | 35.2104 | 35.2104 | 35.2104 | 35.2104 | 35.2104 | 35.2104 | 35.2104 | 35.2104 | 35.2104 | 35.2104 | 35.2104 | 35.2104 | 35.2104 | 35.2104 | 35.2104 | 35.2104 | 15.8949
600 | 359.1741 | 274.5 | 4397.9542 | 4397.9542 | 4397.9542 | 4397.9542 | 4397.9542 | 4397.9542 | 4397.9542 | 4397.9542 | 4397.9542 | 4397.9542 | 4397.9542 | 4397.9542 | 4397.9542 | 4397.9542 | 4397.9542 | 4397.9542 | 4397.9542 | 4397.9542 | 4397.9542 | 4397.9542 | 4397.9542 | 4397.9542 | 4397.9542 | 4397.9542 | 4397.9542 | 4397.9542 | 4397.9542 | 4397.9542 | 4397.9542 | 4397.9542 | 4397.9542 | 4397.9542 | 4397.9542 | 4397.9542 | 4397.9542 | 4397.9542 | 4397.9542 | 4397.9542 | 4397.9542 | 4397.9542 | 4397.9542 | 4397.9542 | 1985.3503
650 | 1.9155 | 322.1562 | 27.5265 | 27.5265 | 27.5265 | 27.5265 | 27.5265 | 27.5265 | 27.5265 | 27.5265 | 27.5265 | 27.5265 | 27.5265 | 27.5265 | 27.5265 | 27.5265 | 27.5265 | 27.5265 | 27.5265 | 27.5265 | 27.5265 | 27.5265 | 27.5265 | 27.5265 | 27.5265 | 27.5265 | 27.5265 | 27.5265 | 27.5265 | 27.5265 | 27.5265 | 27.5265 | 27.5265 | 27.5265 | 27.5265 | 27.5265 | 27.5265 | 27.5265 | 27.5265 | 27.5265 | 27.5265 | 27.5265 | 27.5265 | 27.5265 | 12.4262
660 | 0.22201 | 332.145 | 3.2894 | 3.2894 | 3.2894 | 3.2894 | 3.2894 | 3.2894 | 3.2894 | 3.2894 | 3.2894 | 3.2894 | 3.2894 | 3.2894 | 3.2894 | 3.2894 | 3.2894 | 3.2894 | 3.2894 | 3.2894 | 3.2894 | 3.2894 | 3.2894 | 3.2894 | 3.2894 | 3.2894 | 3.2894 | 3.2894 | 3.2894 | 3.2894 | 3.2894 | 3.2894 | 3.2894 | 3.2894 | 3.2894 | 3.2894 | 3.2894 | 3.2894 | 3.2894 | 3.2894 | 3.2894 | 3.2894 | 3.2894 | 3.2894 | 1.4849
675 | 0.12371 | 347.4141 | 1.9172 | 1.9172 | 1.9172 | 1.9172 | 1.9172 | 1.9172 | 1.9172 | 1.9172 | 1.9172 | 1.9172 | 1.9172 | 1.9172 | 1.9172 | 1.9172 | 1.9172 | 1.9172 | 1.9172 | 1.9172 | 1.9172 | 1.9172 | 1.9172 | 1.9172 | 1.9172 | 1.9172 | 1.9172 | 1.9172 | 1.9172 | 1.9172 | 1.9172 | 1.9172 | 1.9172 | 1.9172 | 1.9172 | 1.9172 | 1.9172 | 1.9172 | 1.9172 | 1.9172 | 1.9172 | 1.9172 | 1.9172 | 1.9172 | 0.86545
750 | 231.606 | 428.9062 | 4431.1403 | 4431.1403 | 4431.1403 | 4431.1403 | 4431.1403 | 4431.1403 | 4431.1403 | 4431.1403 | 4431.1403 | 4431.1403 | 4431.1403 | 4431.1403 | 4431.1403 | 4431.1403 | 4431.1403 | 4431.1403 | 4431.1403 | 4431.1403 | 4431.1403 | 4431.1403 | 4431.1403 | 4431.1403 | 4431.1403 | 4431.1403 | 4431.1403 | 4431.1403 | 4431.1403 | 4431.1403 | 4431.1403 | 4431.1403 | 4431.1403 | 4431.1403 | 4431.1403 | 4431.1403 | 4431.1403 | 4431.1403 | 4431.1403 | 4431.1403 | 4431.1403 | 4431.1403 | 4431.1403 | 4431.1403 | 2000.3314
800 | 0.61916 | 488 | 13.478 | 13.478 | 13.478 | 13.478 | 13.478 | 13.478 | 13.478 | 13.478 | 13.478 | 13.478 | 13.478 | 13.478 | 13.478 | 13.478 | 13.478 | 13.478 | 13.478 | 13.478 | 13.478 | 13.478 | 13.478 | 13.478 | 13.478 | 13.478 | 13.478 | 13.478 | 13.478 | 13.478 | 13.478 | 13.478 | 13.478 | 13.478 | 13.478 | 13.478 | 13.478 | 13.478 | 13.478 | 13.478 | 13.478 | 13.478 | 13.478 | 13.478 | 6.0843
810 | 0.95566 | 500.2762 | 21.3263 | 21.3263 | 21.3263 | 21.3263 | 21.3263 | 21.3263 | 21.3263 | 21.3263 | 21.3263 | 21.3263 | 21.3263 | 21.3263 | 21.3263 | 21.3263 | 21.3263 | 21.3263 | 21.3263 | 21.3263 | 21.3263 | 21.3263 | 21.3263 | 21.3263 | 21.3263 | 21.3263 | 21.3263 | 21.3263 | 21.3263 | 21.3263 | 21.3263 | 21.3263 | 21.3263 | 21.3263 | 21.3263 | 21.3263 | 21.3263 | 21.3263 | 21.3263 | 21.3263 | 21.3263 | 21.3263 | 21.3263 | 21.3263 | 9.6272
813 | 1.7254 | 503.9889 | 38.7903 | 38.7903 | 38.7903 | 38.7903 | 38.7903 | 38.7903 | 38.7903 | 38.7903 | 38.7903 | 38.7903 | 38.7903 | 38.7903 | 38.7903 | 38.7903 | 38.7903 | 38.7903 | 38.7903 | 38.7903 | 38.7903 | 38.7903 | 38.7903 | 38.7903 | 38.7903 | 38.7903 | 38.7903 | 38.7903 | 38.7903 | 38.7903 | 38.7903 | 38.7903 | 38.7903 | 38.7903 | 38.7903 | 38.7903 | 38.7903 | 38.7903 | 38.7903 | 38.7903 | 38.7903 | 38.7903 | 38.7903 | 38.7903 | 17.5109
840 | 8.9355 | 538.02 | 214.4482 | 214.4482 | 214.4482 | 214.4482 | 214.4482 | 214.4482 | 214.4482 | 214.4482 | 214.4482 | 214.4482 | 214.4482 | 214.4482 | 214.4482 | 214.4482 | 214.4482 | 214.4482 | 214.4482 | 214.4482 | 214.4482 | 214.4482 | 214.4482 | 214.4482 | 214.4482 | 214.4482 | 214.4482 | 214.4482 | 214.4482 | 214.4482 | 214.4482 | 214.4482 | 214.4482 | 214.4482 | 214.4482 | 214.4482 | 214.4482 | 214.4482 | 214.4482 | 214.4482 | 214.4482 | 214.4482 | 214.4482 | 214.4482 | 96.8075
850 | 0.022 | 550.9062 | 0.54065 | 0.54065 | 0.54065 | 0.54065 | 0.54065 | 0.54065 | 0.54065 | 0.54065 | 0.54065 | 0.54065 | 0.54065 | 0.54065 | 0.54065 | 0.54065 | 0.54065 | 0.54065 | 0.54065 | 0.54065 | 0.54065 | 0.54065 | 0.54065 | 0.54065 | 0.54065 | 0.54065 | 0.54065 | 0.54065 | 0.54065 | 0.54065 | 0.54065 | 0.54065 | 0.54065 | 0.54065 | 0.54065 | 0.54065 | 0.54065 | 0.54065 | 0.54065 | 0.54065 | 0.54065 | 0.54065 | 0.54065 | 0.54065 | 0.24406
900 | 122.1304 | 617.625 | 3364.7426 | 3364.7426 | 3364.7426 | 3364.7426 | 3364.7426 | 3364.7426 | 3364.7426 | 3364.7426 | 3364.7426 | 3364.7426 | 3364.7426 | 3364.7426 | 3364.7426 | 3364.7426 | 3364.7426 | 3364.7426 | 3364.7426 | 3364.7426 | 3364.7426 | 3364.7426 | 3364.7426 | 3364.7426 | 3364.7426 | 3364.7426 | 3364.7426 | 3364.7426 | 3364.7426 | 3364.7426 | 3364.7426 | 3364.7426 | 3364.7426 | 3364.7426 | 3364.7426 | 3364.7426 | 3364.7426 | 3364.7426 | 3364.7426 | 3364.7426 | 3364.7426 | 3364.7426 | 3364.7426 | 3364.7426 | 1518.9319
1000 | 2.7903 | 762.5 | 94.9045 | 94.9045 | 94.9045 | 94.9045 | 94.9045 | 94.9045 | 94.9045 | 94.9045 | 94.9045 | 94.9045 | 94.9045 | 94.9045 | 94.9045 | 94.9045 | 94.9045 | 94.9045 | 94.9045 | 94.9045 | 94.9045 | 94.9045 | 94.9045 | 94.9045 | 94.9045 | 94.9045 | 94.9045 | 94.9045 | 94.9045 | 94.9045 | 94.9045 | 94.9045 | 94.9045 | 94.9045 | 94.9045 | 94.9045 | 94.9045 | 94.9045 | 94.9045 | 94.9045 | 94.9045 | 94.9045 | 94.9045 | 94.9045 | 42.8424
1050 | 44.3631 | 840.6562 | 1663.5783 | 1663.5783 | 1663.5783 | 1663.5783 | 1663.5783 | 1663.5783 | 1663.5783 | 1663.5783 | 1663.5783 | 1663.5783 | 1663.5783 | 1663.5783 | 1663.5783 | 1663.5783 | 1663.5783 | 1663.5783 | 1663.5783 | 1663.5783 | 1663.5783 | 1663.5783 | 1663.5783 | 1663.5783 | 1663.5783 | 1663.5783 | 1663.5783 | 1663.5783 | 1663.5783 | 1663.5783 | 1663.5783 | 1663.5783 | 1663.5783 | 1663.5783 | 1663.5783 | 1663.5783 | 1663.5783 | 1663.5783 | 1663.5783 | 1663.5783 | 1663.5783 | 1663.5783 | 1663.5783 | 1663.5783 | 750.9823
1200 | 155.858 | 1098 | 7633.6951 | 7633.6951 | 7633.6951 | 7633.6951 | 7633.6951 | 7633.6951 | 7633.6951 | 7633.6951 | 7633.6951 | 7633.6951 | 7633.6951 | 7633.6951 | 7633.6951 | 7633.6951 | 7633.6951 | 7633.6951 | 7633.6951 | 7633.6951 | 7633.6951 | 7633.6951 | 7633.6951 | 7633.6951 | 7633.6951 | 7633.6951 | 7633.6951 | 7633.6951 | 7633.6951 | 7633.6951 | 7633.6951 | 7633.6951 | 7633.6951 | 7633.6951 | 7633.6951 | 7633.6951 | 7633.6951 | 7633.6951 | 7633.6951 | 7633.6951 | 7633.6951 | 7633.6951 | 7633.6951 | 7633.6951 | 3446.0475
1300 | 0.30727 | 1288.625 | 17.6625 | 17.6625 | 17.6625 | 17.6625 | 17.6625 | 17.6625 | 17.6625 | 17.6625 | 17.6625 | 17.6625 | 17.6625 | 17.6625 | 17.6625 | 17.6625 | 17.6625 | 17.6625 | 17.6625 | 17.6625 | 17.6625 | 17.6625 | 17.6625 | 17.6625 | 17.6625 | 17.6625 | 17.6625 | 17.6625 | 17.6625 | 17.6625 | 17.6625 | 17.6625 | 17.6625 | 17.6625 | 17.6625 | 17.6625 | 17.6625 | 17.6625 | 17.6625 | 17.6625 | 17.6625 | 17.6625 | 17.6625 | 17.6625 | 7.9733
1350 | 12.7947 | 1389.6562 | 793.124 | 793.124 | 793.124 | 793.124 | 793.124 | 793.124 | 793.124 | 793.124 | 793.124 | 793.124 | 793.124 | 793.124 | 793.124 | 793.124 | 793.124 | 793.124 | 793.124 | 793.124 | 793.124 | 793.124 | 793.124 | 793.124 | 793.124 | 793.124 | 793.124 | 793.124 | 793.124 | 793.124 | 793.124 | 793.124 | 793.124 | 793.124 | 793.124 | 793.124 | 793.124 | 793.124 | 793.124 | 793.124 | 793.124 | 793.124 | 793.124 | 793.124 | 358.0367
1500 | 10.686 | 1715.625 | 817.7867 | 817.7867 | 817.7867 | 817.7867 | 817.7867 | 817.7867 | 817.7867 | 817.7867 | 817.7867 | 817.7867 | 817.7867 | 817.7867 | 817.7867 | 817.7867 | 817.7867 | 817.7867 | 817.7867 | 817.7867 | 817.7867 | 817.7867 | 817.7867 | 817.7867 | 817.7867 | 817.7867 | 817.7867 | 817.7867 | 817.7867 | 817.7867 | 817.7867 | 817.7867 | 817.7867 | 817.7867 | 817.7867 | 817.7867 | 817.7867 | 817.7867 | 817.7867 | 817.7867 | 817.7867 | 817.7867 | 817.7867 | 817.7867 | 369.1701
1650 | 0.0061532 | 2075.9062 | 0.56978 | 0.56978 | 0.56978 | 0.56978 | 0.56978 | 0.56978 | 0.56978 | 0.56978 | 0.56978 | 0.56978 | 0.56978 | 0.56978 | 0.56978 | 0.56978 | 0.56978 | 0.56978 | 0.56978 | 0.56978 | 0.56978 | 0.56978 | 0.56978 | 0.56978 | 0.56978 | 0.56978 | 0.56978 | 0.56978 | 0.56978 | 0.56978 | 0.56978 | 0.56978 | 0.56978 | 0.56978 | 0.56978 | 0.56978 | 0.56978 | 0.56978 | 0.56978 | 0.56978 | 0.56978 | 0.56978 | 0.56978 | 0.56978 | 0.25722
1800 | 32.3057 | 2470.5 | 3560.1446 | 3560.1446 | 3560.1446 | 3560.1446 | 3560.1446 | 3560.1446 | 3560.1446 | 3560.1446 | 3560.1446 | 3560.1446 | 3560.1446 | 3560.1446 | 3560.1446 | 3560.1446 | 3560.1446 | 3560.1446 | 3560.1446 | 3560.1446 | 3560.1446 | 3560.1446 | 3560.1446 | 3560.1446 | 3560.1446 | 3560.1446 | 3560.1446 | 3560.1446 | 3560.1446 | 3560.1446 | 3560.1446 | 3560.1446 | 3560.1446 | 3560.1446 | 3560.1446 | 3560.1446 | 3560.1446 | 3560.1446 | 3560.1446 | 3560.1446 | 3560.1446 | 3560.1446 | 3560.1446 | 3560.1446 | 1607.1414
2100 | 16.4728 | 3362.625 | 2470.8698 | 2470.8698 | 2470.8698 | 2470.8698 | 2470.8698 | 2470.8698 | 2470.8698 | 2470.8698 | 2470.8698 | 2470.8698 | 2470.8698 | 2470.8698 | 2470.8698 | 2470.8698 | 2470.8698 | 2470.8698 | 2470.8698 | 2470.8698 | 2470.8698 | 2470.8698 | 2470.8698 | 2470.8698 | 2470.8698 | 2470.8698 | 2470.8698 | 2470.8698 | 2470.8698 | 2470.8698 | 2470.8698 | 2470.8698 | 2470.8698 | 2470.8698 | 2470.8698 | 2470.8698 | 2470.8698 | 2470.8698 | 2470.8698 | 2470.8698 | 2470.8698 | 2470.8698 | 2470.8698 | 2470.8698 | 1115.4146
2400 | 8.5581 | 4392 | 1676.661 | 1676.661 | 1676.661 | 1676.661 | 1676.661 | 1676.661 | 1676.661 | 1676.661 | 1676.661 | 1676.661 | 1676.661 | 1676.661 | 1676.661 | 1676.661 | 1676.661 | 1676.661 | 1676.661 | 1676.661 | 1676.661 | 1676.661 | 1676.661 | 1676.661 | 1676.661 | 1676.661 | 1676.661 | 1676.661 | 1676.661 | 1676.661 | 1676.661 | 1676.661 | 1676.661 | 1676.661 | 1676.661 | 1676.661 | 1676.661 | 1676.661 | 1676.661 | 1676.661 | 1676.661 | 1676.661 | 1676.661 | 1676.661 | 756.8882
2475 | 16.0374 | 4670.7891 | 3341.3895 | 3341.3895 | 3341.3895 | 3341.3895 | 3341.3895 | 3341.3895 | 3341.3895 | 3341.3895 | 3341.3895 | 3341.3895 | 3341.3895 | 3341.3895 | 3341.3895 | 3341.3895 | 3341.3895 | 3341.3895 | 3341.3895 | 3341.3895 | 3341.3895 | 3341.3895 | 3341.3895 | 3341.3895 | 3341.3895 | 3341.3895 | 3341.3895 | 3341.3895 | 3341.3895 | 3341.3895 | 3341.3895 | 3341.3895 | 3341.3895 | 3341.3895 | 3341.3895 | 3341.3895 | 3341.3895 | 3341.3895 | 3341.3895 | 3341.3895 | 3341.3895 | 3341.3895 | 3341.3895 | 3341.3895 | 1508.3897
3000 | 18.329 | 6862.5 | 5610.7929 | 5610.7929 | 5610.7929 | 5610.7929 | 5610.7929 | 5610.7929 | 5610.7929 | 5610.7929 | 5610.7929 | 5610.7929 | 5610.7929 | 5610.7929 | 5610.7929 | 5610.7929 | 5610.7929 | 5610.7929 | 5610.7929 | 5610.7929 | 5610.7929 | 5610.7929 | 5610.7929 | 5610.7929 | 5610.7929 | 5610.7929 | 5610.7929 | 5610.7929 | 5610.7929 | 5610.7929 | 5610.7929 | 5610.7929 | 5610.7929 | 5610.7929 | 5610.7929 | 5610.7929 | 5610.7929 | 5610.7929 | 5610.7929 | 5610.7929 | 5610.7929 | 5610.7929 | 5610.7929 | 5610.7929 | 2532.8571
3600 | 0.66097 | 9882 | 291.3606 | 291.3606 | 291.3606 | 291.3606 | 291.3606 | 291.3606 | 291.3606 | 291.3606 | 291.3606 | 291.3606 | 291.3606 | 291.3606 | 291.3606 | 291.3606 | 291.3606 | 291.3606 | 291.3606 | 291.3606 | 291.3606 | 291.3606 | 291.3606 | 291.3606 | 291.3606 | 291.3606 | 291.3606 | 291.3606 | 291.3606 | 291.3606 | 291.3606 | 291.3606 | 291.3606 | 291.3606 | 291.3606 | 291.3606 | 291.3606 | 291.3606 | 291.3606 | 291.3606 | 291.3606 | 291.3606 | 291.3606 | 291.3606 | 131.5277
[47 empty] | x | x | x | bar: 1 to 7; 26 to 43

## CV
Inconvenience value of service interruptions ($/property/km pipe/yr) |  | AF M | 5.5947 | 5.4994 | 5.4124 | 5.3323 | 5.7001 | 5.8179 | 5.9514 | 5.4994 | 5.4124 | 5.3323 | 5.7001 | 5.8179 | 5.5947 | 5.4994 | 5.4124 | 5.3323 | 5.7001 | 5.8179 | 5.5947 | 5.4994 | 5.4124 | 5.3323 | 5.7001 | 5.8179 | 5.5947 | 5.4994 | 5.4124 | 5.3323 | 5.7001 | 5.8179 | 5.5947 | 5.4994 | 5.4124 | 5.3323 | 5.7001 | 5.8179 | 5.5947 | 5.4994 | 5.4124 | 5.3323 | 5.7001 | 5.8179 | 5.5947
|  | AF p(short interruption) | 0.54857 | 0.59046 | 0.62782 | 0.66117 | 0.50166 | 0.44921 | 0.39086 | 0.59046 | 0.62782 | 0.66117 | 0.50166 | 0.44921 | 0.54857 | 0.59046 | 0.62782 | 0.66117 | 0.50166 | 0.44921 | 0.54857 | 0.59046 | 0.62782 | 0.66117 | 0.50166 | 0.44921 | 0.54857 | 0.59046 | 0.62782 | 0.66117 | 0.50166 | 0.44921 | 0.54857 | 0.59046 | 0.62782 | 0.66117 | 0.50166 | 0.44921 | 0.54857 | 0.59046 | 0.62782 | 0.66117 | 0.50166 | 0.44921 | 0.54857
|  | RTF M | 4.8752 | 4.7799 | 4.6929 | 4.6128 | 4.9806 | 5.0983 | 5.2319 | 4.7799 | 4.6929 | 4.6128 | 4.9806 | 5.0983 | 4.8752 | 4.7799 | 4.6929 | 4.6128 | 4.9806 | 5.0983 | 4.8752 | 4.7799 | 4.6929 | 4.6128 | 4.9806 | 5.0983 | 4.8752 | 4.7799 | 4.6929 | 4.6128 | 4.9806 | 5.0983 | 4.8752 | 4.7799 | 4.6929 | 4.6128 | 4.9806 | 5.0983 | 4.8752 | 4.7799 | 4.6929 | 4.6128 | 4.9806 | 5.0983 | 4.8752
|  | RTF p(short interruption) | 0.8486 | 0.87471 | 0.89565 | 0.91256 | 0.81578 | 0.77425 | 0.72135 | 0.87471 | 0.89565 | 0.91256 | 0.81578 | 0.77425 | 0.8486 | 0.87471 | 0.89565 | 0.91256 | 0.81578 | 0.77425 | 0.8486 | 0.87471 | 0.89565 | 0.91256 | 0.81578 | 0.77425 | 0.8486 | 0.87471 | 0.89565 | 0.91256 | 0.81578 | 0.77425 | 0.8486 | 0.87471 | 0.89565 | 0.91256 | 0.81578 | 0.77425 | 0.8486 | 0.87471 | 0.89565 | 0.91256 | 0.81578 | 0.77425 | 0.8486
|  | Smallest avoid fail diameter | 300 | 300 | 300 | 300 | 300 | 300 | 300 | 375 | 375 | 375 | 375 | 375 | 375 | 450 | 450 | 450 | 450 | 450 | 450 | 500 | 500 | 500 | 500 | 500 | 500 | 250 | 250 | 250 | 250 | 250 | 250 | 200 | 200 | 200 | 200 | 200 | 200 | 150 | 150 | 150 | 150 | 150 | 150
|  | # crew staff notionally allocated to water | 97.9996 | 107.7996 | 117.5995 | 127.3995 | 88.1996 | 78.3997 | 68.5997 | 107.7996 | 117.5995 | 127.3995 | 88.1996 | 78.3997 | 97.9996 | 107.7996 | 117.5995 | 127.3995 | 88.1996 | 78.3997 | 97.9996 | 107.7996 | 117.5995 | 127.3995 | 88.1996 | 78.3997 | 97.9996 | 107.7996 | 117.5995 | 127.3995 | 88.1996 | 78.3997 | 97.9996 | 107.7996 | 117.5995 | 127.3995 | 88.1996 | 78.3997 | 97.9996 | 107.7996 | 117.5995 | 127.3995 | 88.1996 | 78.3997 | 97.9996
status quo
pipe diameter | km | # properties affected
0 | 0.04661 | 0 | 0 | -2.3768 | -4.2824 | -5.8212 | 2.9863 | 6.7655 | 11.5795 | -2.3768 | -4.2824 | -5.8212 | 2.9863 | 6.7655 | 0 | -2.3768 | -4.2824 | -5.8212 | 2.9863 | 6.7655 | 0 | -2.3768 | -4.2824 | -5.8212 | 2.9863 | 6.7655 | 0 | -2.3768 | -4.2824 | -5.8212 | 2.9863 | 6.7655 | 0 | -2.3768 | -4.2824 | -5.8212 | 2.9863 | 6.7655 | 0 | -2.3768 | -4.2824 | -5.8212 | 2.9863 | 6.7655 | 0 | x
20 | 2.7082 | 0.305 | 0 | -2.3768 | -4.2824 | -5.8212 | 2.9863 | 6.7655 | 11.5795 | -2.3768 | -4.2824 | -5.8212 | 2.9863 | 6.7655 | 0 | -2.3768 | -4.2824 | -5.8212 | 2.9863 | 6.7655 | 0 | -2.3768 | -4.2824 | -5.8212 | 2.9863 | 6.7655 | 0 | -2.3768 | -4.2824 | -5.8212 | 2.9863 | 6.7655 | 0 | -2.3768 | -4.2824 | -5.8212 | 2.9863 | 6.7655 | 0 | -2.3768 | -4.2824 | -5.8212 | 2.9863 | 6.7655 | 0 | x
25 | 6.3867 | 0.47656 | 0 | -2.3768 | -4.2824 | -5.8212 | 2.9863 | 6.7655 | 11.5795 | -2.3768 | -4.2824 | -5.8212 | 2.9863 | 6.7655 | 0 | -2.3768 | -4.2824 | -5.8212 | 2.9863 | 6.7655 | 0 | -2.3768 | -4.2824 | -5.8212 | 2.9863 | 6.7655 | 0 | -2.3768 | -4.2824 | -5.8212 | 2.9863 | 6.7655 | 0 | -2.3768 | -4.2824 | -5.8212 | 2.9863 | 6.7655 | 0 | -2.3768 | -4.2824 | -5.8212 | 2.9863 | 6.7655 | 0 | x
32 | 2.651 | 0.7808 | 0 | -2.3768 | -4.2824 | -5.8212 | 2.9863 | 6.7655 | 11.5795 | -2.3768 | -4.2824 | -5.8212 | 2.9863 | 6.7655 | 0 | -2.3768 | -4.2824 | -5.8212 | 2.9863 | 6.7655 | 0 | -2.3768 | -4.2824 | -5.8212 | 2.9863 | 6.7655 | 0 | -2.3768 | -4.2824 | -5.8212 | 2.9863 | 6.7655 | 0 | -2.3768 | -4.2824 | -5.8212 | 2.9863 | 6.7655 | 0 | -2.3768 | -4.2824 | -5.8212 | 2.9863 | 6.7655 | 0 | x
40 | 7.0528 | 1.22 | 0 | -2.3768 | -4.2824 | -5.8212 | 2.9863 | 6.7655 | 11.5795 | -2.3768 | -4.2824 | -5.8212 | 2.9863 | 6.7655 | 0 | -2.3768 | -4.2824 | -5.8212 | 2.9863 | 6.7655 | 0 | -2.3768 | -4.2824 | -5.8212 | 2.9863 | 6.7655 | 0 | -2.3768 | -4.2824 | -5.8212 | 2.9863 | 6.7655 | 0 | -2.3768 | -4.2824 | -5.8212 | 2.9863 | 6.7655 | 0 | -2.3768 | -4.2824 | -5.8212 | 2.9863 | 6.7655 | 0 | x
50 | 4.8471 | 1.9062 | 0 | -2.3768 | -4.2824 | -5.8212 | 2.9863 | 6.7655 | 11.5795 | -2.3768 | -4.2824 | -5.8212 | 2.9863 | 6.7655 | 0 | -2.3768 | -4.2824 | -5.8212 | 2.9863 | 6.7655 | 0 | -2.3768 | -4.2824 | -5.8212 | 2.9863 | 6.7655 | 0 | -2.3768 | -4.2824 | -5.8212 | 2.9863 | 6.7655 | 0 | -2.3768 | -4.2824 | -5.8212 | 2.9863 | 6.7655 | 0 | -2.3768 | -4.2824 | -5.8212 | 2.9863 | 6.7655 | 0 | x
63 | 9.3051 | 3.0264 | 0 | -2.3768 | -4.2824 | -5.8212 | 2.9863 | 6.7655 | 11.5795 | -2.3768 | -4.2824 | -5.8212 | 2.9863 | 6.7655 | 0 | -2.3768 | -4.2824 | -5.8212 | 2.9863 | 6.7655 | 0 | -2.3768 | -4.2824 | -5.8212 | 2.9863 | 6.7655 | 0 | -2.3768 | -4.2824 | -5.8212 | 2.9863 | 6.7655 | 0 | -2.3768 | -4.2824 | -5.8212 | 2.9863 | 6.7655 | 0 | -2.3768 | -4.2824 | -5.8212 | 2.9863 | 6.7655 | 0 | x
65 | 0.13253 | 3.2216 | 0 | -2.3768 | -4.2824 | -5.8212 | 2.9863 | 6.7655 | 11.5795 | -2.3768 | -4.2824 | -5.8212 | 2.9863 | 6.7655 | 0 | -2.3768 | -4.2824 | -5.8212 | 2.9863 | 6.7655 | 0 | -2.3768 | -4.2824 | -5.8212 | 2.9863 | 6.7655 | 0 | -2.3768 | -4.2824 | -5.8212 | 2.9863 | 6.7655 | 0 | -2.3768 | -4.2824 | -5.8212 | 2.9863 | 6.7655 | 0 | -2.3768 | -4.2824 | -5.8212 | 2.9863 | 6.7655 | 0 | x
75 | 0.62656 | 4.2891 | 0 | -2.3768 | -4.2824 | -5.8212 | 2.9863 | 6.7655 | 11.5795 | -2.3768 | -4.2824 | -5.8212 | 2.9863 | 6.7655 | 0 | -2.3768 | -4.2824 | -5.8212 | 2.9863 | 6.7655 | 0 | -2.3768 | -4.2824 | -5.8212 | 2.9863 | 6.7655 | 0 | -2.3768 | -4.2824 | -5.8212 | 2.9863 | 6.7655 | 0 | -2.3768 | -4.2824 | -5.8212 | 2.9863 | 6.7655 | 0 | -2.3768 | -4.2824 | -5.8212 | 2.9863 | 6.7655 | 0 | x
80 | 2.6897 | 4.88 | 0 | -2.3768 | -4.2824 | -5.8212 | 2.9863 | 6.7655 | 11.5795 | -2.3768 | -4.2824 | -5.8212 | 2.9863 | 6.7655 | 0 | -2.3768 | -4.2824 | -5.8212 | 2.9863 | 6.7655 | 0 | -2.3768 | -4.2824 | -5.8212 | 2.9863 | 6.7655 | 0 | -2.3768 | -4.2824 | -5.8212 | 2.9863 | 6.7655 | 0 | -2.3768 | -4.2824 | -5.8212 | 2.9863 | 6.7655 | 0 | -2.3768 | -4.2824 | -5.8212 | 2.9863 | 6.7655 | 0 | x
90 | 18.1406 | 6.1762 | 0 | -2.3768 | -4.2824 | -5.8212 | 2.9863 | 6.7655 | 11.5795 | -2.3768 | -4.2824 | -5.8212 | 2.9863 | 6.7655 | 0 | -2.3768 | -4.2824 | -5.8212 | 2.9863 | 6.7655 | 0 | -2.3768 | -4.2824 | -5.8212 | 2.9863 | 6.7655 | 0 | -2.3768 | -4.2824 | -5.8212 | 2.9863 | 6.7655 | 0 | -2.3768 | -4.2824 | -5.8212 | 2.9863 | 6.7655 | 0 | -2.3768 | -4.2824 | -5.8212 | 2.9863 | 6.7655 | 0 | x
100 | 12115.3887 | 7.625 | 0 | -2.3768 | -4.2824 | -5.8212 | 2.9863 | 6.7655 | 11.5795 | -2.3768 | -4.2824 | -5.8212 | 2.9863 | 6.7655 | 0 | -2.3768 | -4.2824 | -5.8212 | 2.9863 | 6.7655 | 0 | -2.3768 | -4.2824 | -5.8212 | 2.9863 | 6.7655 | 0 | -2.3768 | -4.2824 | -5.8212 | 2.9863 | 6.7655 | 0 | -2.3768 | -4.2824 | -5.8212 | 2.9863 | 6.7655 | 0 | -2.3768 | -4.2824 | -5.8212 | 2.9863 | 6.7655 | 0 | x
110 | 0.86656 | 9.2263 | 0 | -2.3768 | -4.2824 | -5.8212 | 2.9863 | 6.7655 | 11.5795 | -2.3768 | -4.2824 | -5.8212 | 2.9863 | 6.7655 | 0 | -2.3768 | -4.2824 | -5.8212 | 2.9863 | 6.7655 | 0 | -2.3768 | -4.2824 | -5.8212 | 2.9863 | 6.7655 | 0 | -2.3768 | -4.2824 | -5.8212 | 2.9863 | 6.7655 | 0 | -2.3768 | -4.2824 | -5.8212 | 2.9863 | 6.7655 | 0 | -2.3768 | -4.2824 | -5.8212 | 2.9863 | 6.7655 | 0 | x
121 | 0.0066148 | 11.1638 | 0 | -2.3768 | -4.2824 | -5.8212 | 2.9863 | 6.7655 | 11.5795 | -2.3768 | -4.2824 | -5.8212 | 2.9863 | 6.7655 | 0 | -2.3768 | -4.2824 | -5.8212 | 2.9863 | 6.7655 | 0 | -2.3768 | -4.2824 | -5.8212 | 2.9863 | 6.7655 | 0 | -2.3768 | -4.2824 | -5.8212 | 2.9863 | 6.7655 | 0 | -2.3768 | -4.2824 | -5.8212 | 2.9863 | 6.7655 | 0 | -2.3768 | -4.2824 | -5.8212 | 2.9863 | 6.7655 | 0 | x
125 | 422.4961 | 11.9141 | 0 | -2.3768 | -4.2824 | -5.8212 | 2.9863 | 6.7655 | 11.5795 | -2.3768 | -4.2824 | -5.8212 | 2.9863 | 6.7655 | 0 | -2.3768 | -4.2824 | -5.8212 | 2.9863 | 6.7655 | 0 | -2.3768 | -4.2824 | -5.8212 | 2.9863 | 6.7655 | 0 | -2.3768 | -4.2824 | -5.8212 | 2.9863 | 6.7655 | 0 | -2.3768 | -4.2824 | -5.8212 | 2.9863 | 6.7655 | 0 | -2.3768 | -4.2824 | -5.8212 | 2.9863 | 6.7655 | 0 | x
140 | 4.1733 | 14.945 | 0 | -2.3768 | -4.2824 | -5.8212 | 2.9863 | 6.7655 | 11.5795 | -2.3768 | -4.2824 | -5.8212 | 2.9863 | 6.7655 | 0 | -2.3768 | -4.2824 | -5.8212 | 2.9863 | 6.7655 | 0 | -2.3768 | -4.2824 | -5.8212 | 2.9863 | 6.7655 | 0 | -2.3768 | -4.2824 | -5.8212 | 2.9863 | 6.7655 | 0 | -2.3768 | -4.2824 | -5.8212 | 2.9863 | 6.7655 | 0 | -2.3768 | -4.2824 | -5.8212 | 2.9863 | 6.7655 | 0 | x
150 | 3773.6224 | 17.1562 | 0 | -2.3768 | -4.2824 | -5.8212 | 2.9863 | 6.7655 | 11.5795 | -2.3768 | -4.2824 | -5.8212 | 2.9863 | 6.7655 | 0 | -2.3768 | -4.2824 | -5.8212 | 2.9863 | 6.7655 | 0 | -2.3768 | -4.2824 | -5.8212 | 2.9863 | 6.7655 | 0 | -2.3768 | -4.2824 | -5.8212 | 2.9863 | 6.7655 | 0 | -2.3768 | -4.2824 | -5.8212 | 2.9863 | 6.7655 | 0 | -31.1896 | -31.813 | -32.3694 | -29.7082 | -28.8332 | -30.4909 | x
160 | 0.11729 | 19.52 | 0 | -2.3768 | -4.2824 | -5.8212 | 2.9863 | 6.7655 | 11.5795 | -2.3768 | -4.2824 | -5.8212 | 2.9863 | 6.7655 | 0 | -2.3768 | -4.2824 | -5.8212 | 2.9863 | 6.7655 | 0 | -2.3768 | -4.2824 | -5.8212 | 2.9863 | 6.7655 | 0 | -2.3768 | -4.2824 | -5.8212 | 2.9863 | 6.7655 | 0 | -2.3768 | -4.2824 | -5.8212 | 2.9863 | 6.7655 | 0 | -31.1896 | -31.813 | -32.3694 | -29.7082 | -28.8332 | -30.4909 | x
168 | 1.2468 | 21.5208 | 0 | -2.3768 | -4.2824 | -5.8212 | 2.9863 | 6.7655 | 11.5795 | -2.3768 | -4.2824 | -5.8212 | 2.9863 | 6.7655 | 0 | -2.3768 | -4.2824 | -5.8212 | 2.9863 | 6.7655 | 0 | -2.3768 | -4.2824 | -5.8212 | 2.9863 | 6.7655 | 0 | -2.3768 | -4.2824 | -5.8212 | 2.9863 | 6.7655 | 0 | -2.3768 | -4.2824 | -5.8212 | 2.9863 | 6.7655 | 0 | -31.1896 | -31.813 | -32.3694 | -29.7082 | -28.8332 | -30.4909 | x
180 | 103.1346 | 24.705 | 0 | -2.3768 | -4.2824 | -5.8212 | 2.9863 | 6.7655 | 11.5795 | -2.3768 | -4.2824 | -5.8212 | 2.9863 | 6.7655 | 0 | -2.3768 | -4.2824 | -5.8212 | 2.9863 | 6.7655 | 0 | -2.3768 | -4.2824 | -5.8212 | 2.9863 | 6.7655 | 0 | -2.3768 | -4.2824 | -5.8212 | 2.9863 | 6.7655 | 0 | -2.3768 | -4.2824 | -5.8212 | 2.9863 | 6.7655 | 0 | -31.1896 | -31.813 | -32.3694 | -29.7082 | -28.8332 | -30.4909 | x
200 | 1414.9522 | 30.5 | 0 | -2.3768 | -4.2824 | -5.8212 | 2.9863 | 6.7655 | 11.5795 | -2.3768 | -4.2824 | -5.8212 | 2.9863 | 6.7655 | 0 | -2.3768 | -4.2824 | -5.8212 | 2.9863 | 6.7655 | 0 | -2.3768 | -4.2824 | -5.8212 | 2.9863 | 6.7655 | 0 | -2.3768 | -4.2824 | -5.8212 | 2.9863 | 6.7655 | 0 | -31.1896 | -31.813 | -32.3694 | -29.7082 | -28.8332 | -30.4909 | -31.1896 | -31.813 | -32.3694 | -29.7082 | -28.8332 | -30.4909 | x
219 | 0.56119 | 36.5703 | 0 | -2.3768 | -4.2824 | -5.8212 | 2.9863 | 6.7655 | 11.5795 | -2.3768 | -4.2824 | -5.8212 | 2.9863 | 6.7655 | 0 | -2.3768 | -4.2824 | -5.8212 | 2.9863 | 6.7655 | 0 | -2.3768 | -4.2824 | -5.8212 | 2.9863 | 6.7655 | 0 | -2.3768 | -4.2824 | -5.8212 | 2.9863 | 6.7655 | 0 | -31.1896 | -31.813 | -32.3694 | -29.7082 | -28.8332 | -30.4909 | -31.1896 | -31.813 | -32.3694 | -29.7082 | -28.8332 | -30.4909 | x
225 | 44.8004 | 38.6016 | 0 | -2.3768 | -4.2824 | -5.8212 | 2.9863 | 6.7655 | 11.5795 | -2.3768 | -4.2824 | -5.8212 | 2.9863 | 6.7655 | 0 | -2.3768 | -4.2824 | -5.8212 | 2.9863 | 6.7655 | 0 | -2.3768 | -4.2824 | -5.8212 | 2.9863 | 6.7655 | 0 | -2.3768 | -4.2824 | -5.8212 | 2.9863 | 6.7655 | 0 | -31.1896 | -31.813 | -32.3694 | -29.7082 | -28.8332 | -30.4909 | -31.1896 | -31.813 | -32.3694 | -29.7082 | -28.8332 | -30.4909 | x
250 | 874.3262 | 47.6562 | 0 | -2.3768 | -4.2824 | -5.8212 | 2.9863 | 6.7655 | 11.5795 | -2.3768 | -4.2824 | -5.8212 | 2.9863 | 6.7655 | 0 | -2.3768 | -4.2824 | -5.8212 | 2.9863 | 6.7655 | 0 | -2.3768 | -4.2824 | -5.8212 | 2.9863 | 6.7655 | 0 | -31.1896 | -31.813 | -32.3694 | -29.7082 | -28.8332 | -30.4909 | -31.1896 | -31.813 | -32.3694 | -29.7082 | -28.8332 | -30.4909 | -31.1896 | -31.813 | -32.3694 | -29.7082 | -28.8332 | -30.4909 | x
273 | 0.76867 | 56.8284 | 0 | -2.3768 | -4.2824 | -5.8212 | 2.9863 | 6.7655 | 11.5795 | -2.3768 | -4.2824 | -5.8212 | 2.9863 | 6.7655 | 0 | -2.3768 | -4.2824 | -5.8212 | 2.9863 | 6.7655 | 0 | -2.3768 | -4.2824 | -5.8212 | 2.9863 | 6.7655 | 0 | -31.1896 | -31.813 | -32.3694 | -29.7082 | -28.8332 | -30.4909 | -31.1896 | -31.813 | -32.3694 | -29.7082 | -28.8332 | -30.4909 | -31.1896 | -31.813 | -32.3694 | -29.7082 | -28.8332 | -30.4909 | x
280 | 3.4332 | 59.78 | 0 | -2.3768 | -4.2824 | -5.8212 | 2.9863 | 6.7655 | 11.5795 | -2.3768 | -4.2824 | -5.8212 | 2.9863 | 6.7655 | 0 | -2.3768 | -4.2824 | -5.8212 | 2.9863 | 6.7655 | 0 | -2.3768 | -4.2824 | -5.8212 | 2.9863 | 6.7655 | 0 | -31.1896 | -31.813 | -32.3694 | -29.7082 | -28.8332 | -30.4909 | -31.1896 | -31.813 | -32.3694 | -29.7082 | -28.8332 | -30.4909 | -31.1896 | -31.813 | -32.3694 | -29.7082 | -28.8332 | -30.4909 | x
300 | 791.4461 | 68.625 | 0 | -0.69873 | -1.3221 | -1.8785 | 0.78273 | 1.6577 | 2.6312 | 28.1141 | 26.2085 | 24.6697 | 33.4772 | 37.2564 | 30.4909 | 28.1141 | 26.2085 | 24.6697 | 33.4772 | 37.2564 | 30.4909 | 28.1141 | 26.2085 | 24.6697 | 33.4772 | 37.2564 | 30.4909 | -0.69873 | -1.3221 | -1.8785 | 0.78273 | 1.6577 | 0 | -0.69873 | -1.3221 | -1.8785 | 0.78273 | 1.6577 | 0 | -0.69873 | -1.3221 | -1.8785 | 0.78273 | 1.6577 | 0 | x
315 | 14.8027 | 75.6591 | 0 | -0.69873 | -1.3221 | -1.8785 | 0.78273 | 1.6577 | 2.6312 | 28.1141 | 26.2085 | 24.6697 | 33.4772 | 37.2564 | 30.4909 | 28.1141 | 26.2085 | 24.6697 | 33.4772 | 37.2564 | 30.4909 | 28.1141 | 26.2085 | 24.6697 | 33.4772 | 37.2564 | 30.4909 | -0.69873 | -1.3221 | -1.8785 | 0.78273 | 1.6577 | 0 | -0.69873 | -1.3221 | -1.8785 | 0.78273 | 1.6577 | 0 | -0.69873 | -1.3221 | -1.8785 | 0.78273 | 1.6577 | 0 | x
324 | 0.32953 | 80.0442 | 0 | -0.69873 | -1.3221 | -1.8785 | 0.78273 | 1.6577 | 2.6312 | 28.1141 | 26.2085 | 24.6697 | 33.4772 | 37.2564 | 30.4909 | 28.1141 | 26.2085 | 24.6697 | 33.4772 | 37.2564 | 30.4909 | 28.1141 | 26.2085 | 24.6697 | 33.4772 | 37.2564 | 30.4909 | -0.69873 | -1.3221 | -1.8785 | 0.78273 | 1.6577 | 0 | -0.69873 | -1.3221 | -1.8785 | 0.78273 | 1.6577 | 0 | -0.69873 | -1.3221 | -1.8785 | 0.78273 | 1.6577 | 0 | x
350 | 0.029567 | 93.4062 | 0 | -0.69873 | -1.3221 | -1.8785 | 0.78273 | 1.6577 | 2.6312 | 28.1141 | 26.2085 | 24.6697 | 33.4772 | 37.2564 | 30.4909 | 28.1141 | 26.2085 | 24.6697 | 33.4772 | 37.2564 | 30.4909 | 28.1141 | 26.2085 | 24.6697 | 33.4772 | 37.2564 | 30.4909 | -0.69873 | -1.3221 | -1.8785 | 0.78273 | 1.6577 | 0 | -0.69873 | -1.3221 | -1.8785 | 0.78273 | 1.6577 | 0 | -0.69873 | -1.3221 | -1.8785 | 0.78273 | 1.6577 | 0 | x
355 | 6.2083 | 96.0941 | 0 | -0.69873 | -1.3221 | -1.8785 | 0.78273 | 1.6577 | 2.6312 | 28.1141 | 26.2085 | 24.6697 | 33.4772 | 37.2564 | 30.4909 | 28.1141 | 26.2085 | 24.6697 | 33.4772 | 37.2564 | 30.4909 | 28.1141 | 26.2085 | 24.6697 | 33.4772 | 37.2564 | 30.4909 | -0.69873 | -1.3221 | -1.8785 | 0.78273 | 1.6577 | 0 | -0.69873 | -1.3221 | -1.8785 | 0.78273 | 1.6577 | 0 | -0.69873 | -1.3221 | -1.8785 | 0.78273 | 1.6577 | 0 | x
356 | 0.00099906 | 96.6362 | 0 | -0.69873 | -1.3221 | -1.8785 | 0.78273 | 1.6577 | 2.6312 | 28.1141 | 26.2085 | 24.6697 | 33.4772 | 37.2564 | 30.4909 | 28.1141 | 26.2085 | 24.6697 | 33.4772 | 37.2564 | 30.4909 | 28.1141 | 26.2085 | 24.6697 | 33.4772 | 37.2564 | 30.4909 | -0.69873 | -1.3221 | -1.8785 | 0.78273 | 1.6577 | 0 | -0.69873 | -1.3221 | -1.8785 | 0.78273 | 1.6577 | 0 | -0.69873 | -1.3221 | -1.8785 | 0.78273 | 1.6577 | 0 | x
375 | 622.5929 | 107.2266 | 0 | -0.69873 | -1.3221 | -1.8785 | 0.78273 | 1.6577 | 2.6312 | -0.69873 | -1.3221 | -1.8785 | 0.78273 | 1.6577 | 0 | 28.1141 | 26.2085 | 24.6697 | 33.4772 | 37.2564 | 30.4909 | 28.1141 | 26.2085 | 24.6697 | 33.4772 | 37.2564 | 30.4909 | -0.69873 | -1.3221 | -1.8785 | 0.78273 | 1.6577 | 0 | -0.69873 | -1.3221 | -1.8785 | 0.78273 | 1.6577 | 0 | -0.69873 | -1.3221 | -1.8785 | 0.78273 | 1.6577 | 0 | x
400 | 7.5019 | 122 | 0 | -0.69873 | -1.3221 | -1.8785 | 0.78273 | 1.6577 | 2.6312 | -0.69873 | -1.3221 | -1.8785 | 0.78273 | 1.6577 | 0 | 28.1141 | 26.2085 | 24.6697 | 33.4772 | 37.2564 | 30.4909 | 28.1141 | 26.2085 | 24.6697 | 33.4772 | 37.2564 | 30.4909 | -0.69873 | -1.3221 | -1.8785 | 0.78273 | 1.6577 | 0 | -0.69873 | -1.3221 | -1.8785 | 0.78273 | 1.6577 | 0 | -0.69873 | -1.3221 | -1.8785 | 0.78273 | 1.6577 | 0 | x
406 | 0.19932 | 125.6874 | 0 | -0.69873 | -1.3221 | -1.8785 | 0.78273 | 1.6577 | 2.6312 | -0.69873 | -1.3221 | -1.8785 | 0.78273 | 1.6577 | 0 | 28.1141 | 26.2085 | 24.6697 | 33.4772 | 37.2564 | 30.4909 | 28.1141 | 26.2085 | 24.6697 | 33.4772 | 37.2564 | 30.4909 | -0.69873 | -1.3221 | -1.8785 | 0.78273 | 1.6577 | 0 | -0.69873 | -1.3221 | -1.8785 | 0.78273 | 1.6577 | 0 | -0.69873 | -1.3221 | -1.8785 | 0.78273 | 1.6577 | 0 | x
415 | 2.0151 | 131.3216 | 0 | -0.69873 | -1.3221 | -1.8785 | 0.78273 | 1.6577 | 2.6312 | -0.69873 | -1.3221 | -1.8785 | 0.78273 | 1.6577 | 0 | 28.1141 | 26.2085 | 24.6697 | 33.4772 | 37.2564 | 30.4909 | 28.1141 | 26.2085 | 24.6697 | 33.4772 | 37.2564 | 30.4909 | -0.69873 | -1.3221 | -1.8785 | 0.78273 | 1.6577 | 0 | -0.69873 | -1.3221 | -1.8785 | 0.78273 | 1.6577 | 0 | -0.69873 | -1.3221 | -1.8785 | 0.78273 | 1.6577 | 0 | x
450 | 363.5604 | 154.4062 | 0 | -0.69873 | -1.3221 | -1.8785 | 0.78273 | 1.6577 | 2.6312 | -0.69873 | -1.3221 | -1.8785 | 0.78273 | 1.6577 | 0 | -0.69873 | -1.3221 | -1.8785 | 0.78273 | 1.6577 | 0 | 28.1141 | 26.2085 | 24.6697 | 33.4772 | 37.2564 | 30.4909 | -0.69873 | -1.3221 | -1.8785 | 0.78273 | 1.6577 | 0 | -0.69873 | -1.3221 | -1.8785 | 0.78273 | 1.6577 | 0 | -0.69873 | -1.3221 | -1.8785 | 0.78273 | 1.6577 | 0 | x
500 | 384.5966 | 190.625 | 0 | -0.69873 | -1.3221 | -1.8785 | 0.78273 | 1.6577 | 2.6312 | -0.69873 | -1.3221 | -1.8785 | 0.78273 | 1.6577 | 0 | -0.69873 | -1.3221 | -1.8785 | 0.78273 | 1.6577 | 0 | -0.69873 | -1.3221 | -1.8785 | 0.78273 | 1.6577 | 0 | -0.69873 | -1.3221 | -1.8785 | 0.78273 | 1.6577 | 0 | -0.69873 | -1.3221 | -1.8785 | 0.78273 | 1.6577 | 0 | -0.69873 | -1.3221 | -1.8785 | 0.78273 | 1.6577 | 0 | x
508 | 1.4541 | 196.7738 | 0 | -0.69873 | -1.3221 | -1.8785 | 0.78273 | 1.6577 | 2.6312 | -0.69873 | -1.3221 | -1.8785 | 0.78273 | 1.6577 | 0 | -0.69873 | -1.3221 | -1.8785 | 0.78273 | 1.6577 | 0 | -0.69873 | -1.3221 | -1.8785 | 0.78273 | 1.6577 | 0 | -0.69873 | -1.3221 | -1.8785 | 0.78273 | 1.6577 | 0 | -0.69873 | -1.3221 | -1.8785 | 0.78273 | 1.6577 | 0 | -0.69873 | -1.3221 | -1.8785 | 0.78273 | 1.6577 | 0 | x
550 | 0.22532 | 230.6562 | 0 | -0.69873 | -1.3221 | -1.8785 | 0.78273 | 1.6577 | 2.6312 | -0.69873 | -1.3221 | -1.8785 | 0.78273 | 1.6577 | 0 | -0.69873 | -1.3221 | -1.8785 | 0.78273 | 1.6577 | 0 | -0.69873 | -1.3221 | -1.8785 | 0.78273 | 1.6577 | 0 | -0.69873 | -1.3221 | -1.8785 | 0.78273 | 1.6577 | 0 | -0.69873 | -1.3221 | -1.8785 | 0.78273 | 1.6577 | 0 | -0.69873 | -1.3221 | -1.8785 | 0.78273 | 1.6577 | 0 | x
559 | 0.77505 | 238.2668 | 0 | -0.69873 | -1.3221 | -1.8785 | 0.78273 | 1.6577 | 2.6312 | -0.69873 | -1.3221 | -1.8785 | 0.78273 | 1.6577 | 0 | -0.69873 | -1.3221 | -1.8785 | 0.78273 | 1.6577 | 0 | -0.69873 | -1.3221 | -1.8785 | 0.78273 | 1.6577 | 0 | -0.69873 | -1.3221 | -1.8785 | 0.78273 | 1.6577 | 0 | -0.69873 | -1.3221 | -1.8785 | 0.78273 | 1.6577 | 0 | -0.69873 | -1.3221 | -1.8785 | 0.78273 | 1.6577 | 0 | x
560 | 3.301 | 239.12 | 0 | -0.69873 | -1.3221 | -1.8785 | 0.78273 | 1.6577 | 2.6312 | -0.69873 | -1.3221 | -1.8785 | 0.78273 | 1.6577 | 0 | -0.69873 | -1.3221 | -1.8785 | 0.78273 | 1.6577 | 0 | -0.69873 | -1.3221 | -1.8785 | 0.78273 | 1.6577 | 0 | -0.69873 | -1.3221 | -1.8785 | 0.78273 | 1.6577 | 0 | -0.69873 | -1.3221 | -1.8785 | 0.78273 | 1.6577 | 0 | -0.69873 | -1.3221 | -1.8785 | 0.78273 | 1.6577 | 0 | x
600 | 359.1741 | 274.5 | 0 | -0.69873 | -1.3221 | -1.8785 | 0.78273 | 1.6577 | 2.6312 | -0.69873 | -1.3221 | -1.8785 | 0.78273 | 1.6577 | 0 | -0.69873 | -1.3221 | -1.8785 | 0.78273 | 1.6577 | 0 | -0.69873 | -1.3221 | -1.8785 | 0.78273 | 1.6577 | 0 | -0.69873 | -1.3221 | -1.8785 | 0.78273 | 1.6577 | 0 | -0.69873 | -1.3221 | -1.8785 | 0.78273 | 1.6577 | 0 | -0.69873 | -1.3221 | -1.8785 | 0.78273 | 1.6577 | 0 | x
650 | 1.9155 | 322.1562 | 0 | -0.69873 | -1.3221 | -1.8785 | 0.78273 | 1.6577 | 2.6312 | -0.69873 | -1.3221 | -1.8785 | 0.78273 | 1.6577 | 0 | -0.69873 | -1.3221 | -1.8785 | 0.78273 | 1.6577 | 0 | -0.69873 | -1.3221 | -1.8785 | 0.78273 | 1.6577 | 0 | -0.69873 | -1.3221 | -1.8785 | 0.78273 | 1.6577 | 0 | -0.69873 | -1.3221 | -1.8785 | 0.78273 | 1.6577 | 0 | -0.69873 | -1.3221 | -1.8785 | 0.78273 | 1.6577 | 0 | x
660 | 0.22201 | 332.145 | 0 | -0.69873 | -1.3221 | -1.8785 | 0.78273 | 1.6577 | 2.6312 | -0.69873 | -1.3221 | -1.8785 | 0.78273 | 1.6577 | 0 | -0.69873 | -1.3221 | -1.8785 | 0.78273 | 1.6577 | 0 | -0.69873 | -1.3221 | -1.8785 | 0.78273 | 1.6577 | 0 | -0.69873 | -1.3221 | -1.8785 | 0.78273 | 1.6577 | 0 | -0.69873 | -1.3221 | -1.8785 | 0.78273 | 1.6577 | 0 | -0.69873 | -1.3221 | -1.8785 | 0.78273 | 1.6577 | 0 | x
675 | 0.12371 | 347.4141 | 0 | -0.69873 | -1.3221 | -1.8785 | 0.78273 | 1.6577 | 2.6312 | -0.69873 | -1.3221 | -1.8785 | 0.78273 | 1.6577 | 0 | -0.69873 | -1.3221 | -1.8785 | 0.78273 | 1.6577 | 0 | -0.69873 | -1.3221 | -1.8785 | 0.78273 | 1.6577 | 0 | -0.69873 | -1.3221 | -1.8785 | 0.78273 | 1.6577 | 0 | -0.69873 | -1.3221 | -1.8785 | 0.78273 | 1.6577 | 0 | -0.69873 | -1.3221 | -1.8785 | 0.78273 | 1.6577 | 0 | x
750 | 231.606 | 428.9062 | 0 | -0.69873 | -1.3221 | -1.8785 | 0.78273 | 1.6577 | 2.6312 | -0.69873 | -1.3221 | -1.8785 | 0.78273 | 1.6577 | 0 | -0.69873 | -1.3221 | -1.8785 | 0.78273 | 1.6577 | 0 | -0.69873 | -1.3221 | -1.8785 | 0.78273 | 1.6577 | 0 | -0.69873 | -1.3221 | -1.8785 | 0.78273 | 1.6577 | 0 | -0.69873 | -1.3221 | -1.8785 | 0.78273 | 1.6577 | 0 | -0.69873 | -1.3221 | -1.8785 | 0.78273 | 1.6577 | 0 | x
800 | 0.61916 | 488 | 0 | -0.69873 | -1.3221 | -1.8785 | 0.78273 | 1.6577 | 2.6312 | -0.69873 | -1.3221 | -1.8785 | 0.78273 | 1.6577 | 0 | -0.69873 | -1.3221 | -1.8785 | 0.78273 | 1.6577 | 0 | -0.69873 | -1.3221 | -1.8785 | 0.78273 | 1.6577 | 0 | -0.69873 | -1.3221 | -1.8785 | 0.78273 | 1.6577 | 0 | -0.69873 | -1.3221 | -1.8785 | 0.78273 | 1.6577 | 0 | -0.69873 | -1.3221 | -1.8785 | 0.78273 | 1.6577 | 0 | x
810 | 0.95566 | 500.2762 | 0 | -0.69873 | -1.3221 | -1.8785 | 0.78273 | 1.6577 | 2.6312 | -0.69873 | -1.3221 | -1.8785 | 0.78273 | 1.6577 | 0 | -0.69873 | -1.3221 | -1.8785 | 0.78273 | 1.6577 | 0 | -0.69873 | -1.3221 | -1.8785 | 0.78273 | 1.6577 | 0 | -0.69873 | -1.3221 | -1.8785 | 0.78273 | 1.6577 | 0 | -0.69873 | -1.3221 | -1.8785 | 0.78273 | 1.6577 | 0 | -0.69873 | -1.3221 | -1.8785 | 0.78273 | 1.6577 | 0 | x
813 | 1.7254 | 503.9889 | 0 | -0.69873 | -1.3221 | -1.8785 | 0.78273 | 1.6577 | 2.6312 | -0.69873 | -1.3221 | -1.8785 | 0.78273 | 1.6577 | 0 | -0.69873 | -1.3221 | -1.8785 | 0.78273 | 1.6577 | 0 | -0.69873 | -1.3221 | -1.8785 | 0.78273 | 1.6577 | 0 | -0.69873 | -1.3221 | -1.8785 | 0.78273 | 1.6577 | 0 | -0.69873 | -1.3221 | -1.8785 | 0.78273 | 1.6577 | 0 | -0.69873 | -1.3221 | -1.8785 | 0.78273 | 1.6577 | 0 | x
840 | 8.9355 | 538.02 | 0 | -0.69873 | -1.3221 | -1.8785 | 0.78273 | 1.6577 | 2.6312 | -0.69873 | -1.3221 | -1.8785 | 0.78273 | 1.6577 | 0 | -0.69873 | -1.3221 | -1.8785 | 0.78273 | 1.6577 | 0 | -0.69873 | -1.3221 | -1.8785 | 0.78273 | 1.6577 | 0 | -0.69873 | -1.3221 | -1.8785 | 0.78273 | 1.6577 | 0 | -0.69873 | -1.3221 | -1.8785 | 0.78273 | 1.6577 | 0 | -0.69873 | -1.3221 | -1.8785 | 0.78273 | 1.6577 | 0 | x
850 | 0.022 | 550.9062 | 0 | -0.69873 | -1.3221 | -1.8785 | 0.78273 | 1.6577 | 2.6312 | -0.69873 | -1.3221 | -1.8785 | 0.78273 | 1.6577 | 0 | -0.69873 | -1.3221 | -1.8785 | 0.78273 | 1.6577 | 0 | -0.69873 | -1.3221 | -1.8785 | 0.78273 | 1.6577 | 0 | -0.69873 | -1.3221 | -1.8785 | 0.78273 | 1.6577 | 0 | -0.69873 | -1.3221 | -1.8785 | 0.78273 | 1.6577 | 0 | -0.69873 | -1.3221 | -1.8785 | 0.78273 | 1.6577 | 0 | x
900 | 122.1304 | 617.625 | 0 | -0.69873 | -1.3221 | -1.8785 | 0.78273 | 1.6577 | 2.6312 | -0.69873 | -1.3221 | -1.8785 | 0.78273 | 1.6577 | 0 | -0.69873 | -1.3221 | -1.8785 | 0.78273 | 1.6577 | 0 | -0.69873 | -1.3221 | -1.8785 | 0.78273 | 1.6577 | 0 | -0.69873 | -1.3221 | -1.8785 | 0.78273 | 1.6577 | 0 | -0.69873 | -1.3221 | -1.8785 | 0.78273 | 1.6577 | 0 | -0.69873 | -1.3221 | -1.8785 | 0.78273 | 1.6577 | 0 | x
1000 | 2.7903 | 762.5 | 0 | -0.69873 | -1.3221 | -1.8785 | 0.78273 | 1.6577 | 2.6312 | -0.69873 | -1.3221 | -1.8785 | 0.78273 | 1.6577 | 0 | -0.69873 | -1.3221 | -1.8785 | 0.78273 | 1.6577 | 0 | -0.69873 | -1.3221 | -1.8785 | 0.78273 | 1.6577 | 0 | -0.69873 | -1.3221 | -1.8785 | 0.78273 | 1.6577 | 0 | -0.69873 | -1.3221 | -1.8785 | 0.78273 | 1.6577 | 0 | -0.69873 | -1.3221 | -1.8785 | 0.78273 | 1.6577 | 0 | x
1050 | 44.3631 | 840.6562 | 0 | -0.69873 | -1.3221 | -1.8785 | 0.78273 | 1.6577 | 2.6312 | -0.69873 | -1.3221 | -1.8785 | 0.78273 | 1.6577 | 0 | -0.69873 | -1.3221 | -1.8785 | 0.78273 | 1.6577 | 0 | -0.69873 | -1.3221 | -1.8785 | 0.78273 | 1.6577 | 0 | -0.69873 | -1.3221 | -1.8785 | 0.78273 | 1.6577 | 0 | -0.69873 | -1.3221 | -1.8785 | 0.78273 | 1.6577 | 0 | -0.69873 | -1.3221 | -1.8785 | 0.78273 | 1.6577 | 0 | x
1200 | 155.858 | 1098 | 0 | -0.69873 | -1.3221 | -1.8785 | 0.78273 | 1.6577 | 2.6312 | -0.69873 | -1.3221 | -1.8785 | 0.78273 | 1.6577 | 0 | -0.69873 | -1.3221 | -1.8785 | 0.78273 | 1.6577 | 0 | -0.69873 | -1.3221 | -1.8785 | 0.78273 | 1.6577 | 0 | -0.69873 | -1.3221 | -1.8785 | 0.78273 | 1.6577 | 0 | -0.69873 | -1.3221 | -1.8785 | 0.78273 | 1.6577 | 0 | -0.69873 | -1.3221 | -1.8785 | 0.78273 | 1.6577 | 0 | x
1300 | 0.30727 | 1288.625 | 0 | -0.69873 | -1.3221 | -1.8785 | 0.78273 | 1.6577 | 2.6312 | -0.69873 | -1.3221 | -1.8785 | 0.78273 | 1.6577 | 0 | -0.69873 | -1.3221 | -1.8785 | 0.78273 | 1.6577 | 0 | -0.69873 | -1.3221 | -1.8785 | 0.78273 | 1.6577 | 0 | -0.69873 | -1.3221 | -1.8785 | 0.78273 | 1.6577 | 0 | -0.69873 | -1.3221 | -1.8785 | 0.78273 | 1.6577 | 0 | -0.69873 | -1.3221 | -1.8785 | 0.78273 | 1.6577 | 0 | x
1350 | 12.7947 | 1389.6562 | 0 | -0.69873 | -1.3221 | -1.8785 | 0.78273 | 1.6577 | 2.6312 | -0.69873 | -1.3221 | -1.8785 | 0.78273 | 1.6577 | 0 | -0.69873 | -1.3221 | -1.8785 | 0.78273 | 1.6577 | 0 | -0.69873 | -1.3221 | -1.8785 | 0.78273 | 1.6577 | 0 | -0.69873 | -1.3221 | -1.8785 | 0.78273 | 1.6577 | 0 | -0.69873 | -1.3221 | -1.8785 | 0.78273 | 1.6577 | 0 | -0.69873 | -1.3221 | -1.8785 | 0.78273 | 1.6577 | 0 | x
1500 | 10.686 | 1715.625 | 0 | -0.69873 | -1.3221 | -1.8785 | 0.78273 | 1.6577 | 2.6312 | -0.69873 | -1.3221 | -1.8785 | 0.78273 | 1.6577 | 0 | -0.69873 | -1.3221 | -1.8785 | 0.78273 | 1.6577 | 0 | -0.69873 | -1.3221 | -1.8785 | 0.78273 | 1.6577 | 0 | -0.69873 | -1.3221 | -1.8785 | 0.78273 | 1.6577 | 0 | -0.69873 | -1.3221 | -1.8785 | 0.78273 | 1.6577 | 0 | -0.69873 | -1.3221 | -1.8785 | 0.78273 | 1.6577 | 0 | x
1650 | 0.0061532 | 2075.9062 | 0 | -0.69873 | -1.3221 | -1.8785 | 0.78273 | 1.6577 | 2.6312 | -0.69873 | -1.3221 | -1.8785 | 0.78273 | 1.6577 | 0 | -0.69873 | -1.3221 | -1.8785 | 0.78273 | 1.6577 | 0 | -0.69873 | -1.3221 | -1.8785 | 0.78273 | 1.6577 | 0 | -0.69873 | -1.3221 | -1.8785 | 0.78273 | 1.6577 | 0 | -0.69873 | -1.3221 | -1.8785 | 0.78273 | 1.6577 | 0 | -0.69873 | -1.3221 | -1.8785 | 0.78273 | 1.6577 | 0 | x
1800 | 32.3057 | 2470.5 | 0 | -0.69873 | -1.3221 | -1.8785 | 0.78273 | 1.6577 | 2.6312 | -0.69873 | -1.3221 | -1.8785 | 0.78273 | 1.6577 | 0 | -0.69873 | -1.3221 | -1.8785 | 0.78273 | 1.6577 | 0 | -0.69873 | -1.3221 | -1.8785 | 0.78273 | 1.6577 | 0 | -0.69873 | -1.3221 | -1.8785 | 0.78273 | 1.6577 | 0 | -0.69873 | -1.3221 | -1.8785 | 0.78273 | 1.6577 | 0 | -0.69873 | -1.3221 | -1.8785 | 0.78273 | 1.6577 | 0 | x
2100 | 16.4728 | 3362.625 | 0 | -0.69873 | -1.3221 | -1.8785 | 0.78273 | 1.6577 | 2.6312 | -0.69873 | -1.3221 | -1.8785 | 0.78273 | 1.6577 | 0 | -0.69873 | -1.3221 | -1.8785 | 0.78273 | 1.6577 | 0 | -0.69873 | -1.3221 | -1.8785 | 0.78273 | 1.6577 | 0 | -0.69873 | -1.3221 | -1.8785 | 0.78273 | 1.6577 | 0 | -0.69873 | -1.3221 | -1.8785 | 0.78273 | 1.6577 | 0 | -0.69873 | -1.3221 | -1.8785 | 0.78273 | 1.6577 | 0 | x
2400 | 8.5581 | 4392 | 0 | -0.69873 | -1.3221 | -1.8785 | 0.78273 | 1.6577 | 2.6312 | -0.69873 | -1.3221 | -1.8785 | 0.78273 | 1.6577 | 0 | -0.69873 | -1.3221 | -1.8785 | 0.78273 | 1.6577 | 0 | -0.69873 | -1.3221 | -1.8785 | 0.78273 | 1.6577 | 0 | -0.69873 | -1.3221 | -1.8785 | 0.78273 | 1.6577 | 0 | -0.69873 | -1.3221 | -1.8785 | 0.78273 | 1.6577 | 0 | -0.69873 | -1.3221 | -1.8785 | 0.78273 | 1.6577 | 0 | x
2475 | 16.0374 | 4670.7891 | 0 | -0.69873 | -1.3221 | -1.8785 | 0.78273 | 1.6577 | 2.6312 | -0.69873 | -1.3221 | -1.8785 | 0.78273 | 1.6577 | 0 | -0.69873 | -1.3221 | -1.8785 | 0.78273 | 1.6577 | 0 | -0.69873 | -1.3221 | -1.8785 | 0.78273 | 1.6577 | 0 | -0.69873 | -1.3221 | -1.8785 | 0.78273 | 1.6577 | 0 | -0.69873 | -1.3221 | -1.8785 | 0.78273 | 1.6577 | 0 | -0.69873 | -1.3221 | -1.8785 | 0.78273 | 1.6577 | 0 | x
3000 | 18.329 | 6862.5 | 0 | -0.69873 | -1.3221 | -1.8785 | 0.78273 | 1.6577 | 2.6312 | -0.69873 | -1.3221 | -1.8785 | 0.78273 | 1.6577 | 0 | -0.69873 | -1.3221 | -1.8785 | 0.78273 | 1.6577 | 0 | -0.69873 | -1.3221 | -1.8785 | 0.78273 | 1.6577 | 0 | -0.69873 | -1.3221 | -1.8785 | 0.78273 | 1.6577 | 0 | -0.69873 | -1.3221 | -1.8785 | 0.78273 | 1.6577 | 0 | -0.69873 | -1.3221 | -1.8785 | 0.78273 | 1.6577 | 0 | x
3600 | 0.66097 | 9882 | 0 | -0.69873 | -1.3221 | -1.8785 | 0.78273 | 1.6577 | 2.6312 | -0.69873 | -1.3221 | -1.8785 | 0.78273 | 1.6577 | 0 | -0.69873 | -1.3221 | -1.8785 | 0.78273 | 1.6577 | 0 | -0.69873 | -1.3221 | -1.8785 | 0.78273 | 1.6577 | 0 | -0.69873 | -1.3221 | -1.8785 | 0.78273 | 1.6577 | 0 | -0.69873 | -1.3221 | -1.8785 | 0.78273 | 1.6577 | 0 | -0.69873 | -1.3221 | -1.8785 | 0.78273 | 1.6577 | 0 | x
|  |  | x | x | x | x | x | x | x | [18 empty] | x | x | x | x | x | x | x | x | x | x | x | x | x | x | x | x | x | x | x

## AF
Inconvenience value of service interruptions ($/property/yr)
status quo
|  | Smallest avoid fail diameter | 300 | 300 | 300 | 300 | 300 | 300 | 300 | 375 | 375 | 375 | 375 | 375 | 375 | 450 | 450 | 450 | 450 | 450 | 450 | 500 | 500 | 500 | 500 | 500 | 500 | 250 | 250 | 250 | 250 | 250 | 250 | 200 | 200 | 200 | 200 | 200 | 200 | 150 | 150 | 150 | 150 | 150 | 150
|  | # crew staff notionally allocated to water | 97.9996 | 107.7996 | 117.5995 | 127.3995 | 88.1996 | 78.3997 | 68.5997 | 107.7996 | 117.5995 | 127.3995 | 88.1996 | 78.3997 | 97.9996 | 107.7996 | 117.5995 | 127.3995 | 88.1996 | 78.3997 | 97.9996 | 107.7996 | 117.5995 | 127.3995 | 88.1996 | 78.3997 | 97.9996 | 107.7996 | 117.5995 | 127.3995 | 88.1996 | 78.3997 | 97.9996 | 107.7996 | 117.5995 | 127.3995 | 88.1996 | 78.3997 | 97.9996 | 107.7996 | 117.5995 | 127.3995 | 88.1996 | 78.3997 | 97.9996
pipe diameter | km | # properties affected
0 | 0.04661 | 0 | 0 | 0 | 0 | 0 | 0 | 0 | 0 | 0 | 0 | 0 | 0 | 0 | 0 | 0 | 0 | 0 | 0 | 0 | 0 | 0 | 0 | 0 | 0 | 0 | 0 | 0 | 0 | 0 | 0 | 0 | 0 | 0 | 0 | 0 | 0 | 0 | 0 | 0 | 0 | 0 | 0 | 0 | 0 | x
20 | 2.7082 | 0.305 | 0 | 0 | 0 | 0 | 0 | 0 | 0 | 0 | 0 | 0 | 0 | 0 | 0 | 0 | 0 | 0 | 0 | 0 | 0 | 0 | 0 | 0 | 0 | 0 | 0 | 0 | 0 | 0 | 0 | 0 | 0 | 0 | 0 | 0 | 0 | 0 | 0 | 0 | 0 | 0 | 0 | 0 | 0 | x
25 | 6.3867 | 0.47656 | 0 | 0 | 0 | 0 | 0 | 0 | 0 | 0 | 0 | 0 | 0 | 0 | 0 | 0 | 0 | 0 | 0 | 0 | 0 | 0 | 0 | 0 | 0 | 0 | 0 | 0 | 0 | 0 | 0 | 0 | 0 | 0 | 0 | 0 | 0 | 0 | 0 | 0 | 0 | 0 | 0 | 0 | 0 | x
32 | 2.651 | 0.7808 | 0 | 0 | 0 | 0 | 0 | 0 | 0 | 0 | 0 | 0 | 0 | 0 | 0 | 0 | 0 | 0 | 0 | 0 | 0 | 0 | 0 | 0 | 0 | 0 | 0 | 0 | 0 | 0 | 0 | 0 | 0 | 0 | 0 | 0 | 0 | 0 | 0 | 0 | 0 | 0 | 0 | 0 | 0 | x
40 | 7.0528 | 1.22 | 0 | 0 | 0 | 0 | 0 | 0 | 0 | 0 | 0 | 0 | 0 | 0 | 0 | 0 | 0 | 0 | 0 | 0 | 0 | 0 | 0 | 0 | 0 | 0 | 0 | 0 | 0 | 0 | 0 | 0 | 0 | 0 | 0 | 0 | 0 | 0 | 0 | 0 | 0 | 0 | 0 | 0 | 0 | x
50 | 4.8471 | 1.9062 | 0 | 0 | 0 | 0 | 0 | 0 | 0 | 0 | 0 | 0 | 0 | 0 | 0 | 0 | 0 | 0 | 0 | 0 | 0 | 0 | 0 | 0 | 0 | 0 | 0 | 0 | 0 | 0 | 0 | 0 | 0 | 0 | 0 | 0 | 0 | 0 | 0 | 0 | 0 | 0 | 0 | 0 | 0 | x
63 | 9.3051 | 3.0264 | 0 | 0 | 0 | 0 | 0 | 0 | 0 | 0 | 0 | 0 | 0 | 0 | 0 | 0 | 0 | 0 | 0 | 0 | 0 | 0 | 0 | 0 | 0 | 0 | 0 | 0 | 0 | 0 | 0 | 0 | 0 | 0 | 0 | 0 | 0 | 0 | 0 | 0 | 0 | 0 | 0 | 0 | 0 | x
65 | 0.13253 | 3.2216 | 0 | 0 | 0 | 0 | 0 | 0 | 0 | 0 | 0 | 0 | 0 | 0 | 0 | 0 | 0 | 0 | 0 | 0 | 0 | 0 | 0 | 0 | 0 | 0 | 0 | 0 | 0 | 0 | 0 | 0 | 0 | 0 | 0 | 0 | 0 | 0 | 0 | 0 | 0 | 0 | 0 | 0 | 0 | x
75 | 0.62656 | 4.2891 | 0 | 0 | 0 | 0 | 0 | 0 | 0 | 0 | 0 | 0 | 0 | 0 | 0 | 0 | 0 | 0 | 0 | 0 | 0 | 0 | 0 | 0 | 0 | 0 | 0 | 0 | 0 | 0 | 0 | 0 | 0 | 0 | 0 | 0 | 0 | 0 | 0 | 0 | 0 | 0 | 0 | 0 | 0 | x
80 | 2.6897 | 4.88 | 0 | 0 | 0 | 0 | 0 | 0 | 0 | 0 | 0 | 0 | 0 | 0 | 0 | 0 | 0 | 0 | 0 | 0 | 0 | 0 | 0 | 0 | 0 | 0 | 0 | 0 | 0 | 0 | 0 | 0 | 0 | 0 | 0 | 0 | 0 | 0 | 0 | 0 | 0 | 0 | 0 | 0 | 0 | x
90 | 18.1406 | 6.1762 | 0 | 0 | 0 | 0 | 0 | 0 | 0 | 0 | 0 | 0 | 0 | 0 | 0 | 0 | 0 | 0 | 0 | 0 | 0 | 0 | 0 | 0 | 0 | 0 | 0 | 0 | 0 | 0 | 0 | 0 | 0 | 0 | 0 | 0 | 0 | 0 | 0 | 0 | 0 | 0 | 0 | 0 | 0 | x
100 | 12115.3887 | 7.625 | 0 | 0 | 0 | 0 | 0 | 0 | 0 | 0 | 0 | 0 | 0 | 0 | 0 | 0 | 0 | 0 | 0 | 0 | 0 | 0 | 0 | 0 | 0 | 0 | 0 | 0 | 0 | 0 | 0 | 0 | 0 | 0 | 0 | 0 | 0 | 0 | 0 | 0 | 0 | 0 | 0 | 0 | 0 | x
110 | 0.86656 | 9.2263 | 0 | 0 | 0 | 0 | 0 | 0 | 0 | 0 | 0 | 0 | 0 | 0 | 0 | 0 | 0 | 0 | 0 | 0 | 0 | 0 | 0 | 0 | 0 | 0 | 0 | 0 | 0 | 0 | 0 | 0 | 0 | 0 | 0 | 0 | 0 | 0 | 0 | 0 | 0 | 0 | 0 | 0 | 0 | x
121 | 0.0066148 | 11.1638 | 0 | 0 | 0 | 0 | 0 | 0 | 0 | 0 | 0 | 0 | 0 | 0 | 0 | 0 | 0 | 0 | 0 | 0 | 0 | 0 | 0 | 0 | 0 | 0 | 0 | 0 | 0 | 0 | 0 | 0 | 0 | 0 | 0 | 0 | 0 | 0 | 0 | 0 | 0 | 0 | 0 | 0 | 0 | x
125 | 422.4961 | 11.9141 | 0 | 0 | 0 | 0 | 0 | 0 | 0 | 0 | 0 | 0 | 0 | 0 | 0 | 0 | 0 | 0 | 0 | 0 | 0 | 0 | 0 | 0 | 0 | 0 | 0 | 0 | 0 | 0 | 0 | 0 | 0 | 0 | 0 | 0 | 0 | 0 | 0 | 0 | 0 | 0 | 0 | 0 | 0 | x
140 | 4.1733 | 14.945 | 0 | 0 | 0 | 0 | 0 | 0 | 0 | 0 | 0 | 0 | 0 | 0 | 0 | 0 | 0 | 0 | 0 | 0 | 0 | 0 | 0 | 0 | 0 | 0 | 0 | 0 | 0 | 0 | 0 | 0 | 0 | 0 | 0 | 0 | 0 | 0 | 0 | 0 | 0 | 0 | 0 | 0 | 0 | x
150 | 3773.6224 | 17.1562 | 0 | 0 | 0 | 0 | 0 | 0 | 0 | 0 | 0 | 0 | 0 | 0 | 0 | 0 | 0 | 0 | 0 | 0 | 0 | 0 | 0 | 0 | 0 | 0 | 0 | 0 | 0 | 0 | 0 | 0 | 0 | 0 | 0 | 0 | 0 | 0 | 0 | 1 | 1 | 1 | 1 | 1 | 1 | x
160 | 0.11729 | 19.52 | 0 | 0 | 0 | 0 | 0 | 0 | 0 | 0 | 0 | 0 | 0 | 0 | 0 | 0 | 0 | 0 | 0 | 0 | 0 | 0 | 0 | 0 | 0 | 0 | 0 | 0 | 0 | 0 | 0 | 0 | 0 | 0 | 0 | 0 | 0 | 0 | 0 | 1 | 1 | 1 | 1 | 1 | 1 | x
168 | 1.2468 | 21.5208 | 0 | 0 | 0 | 0 | 0 | 0 | 0 | 0 | 0 | 0 | 0 | 0 | 0 | 0 | 0 | 0 | 0 | 0 | 0 | 0 | 0 | 0 | 0 | 0 | 0 | 0 | 0 | 0 | 0 | 0 | 0 | 0 | 0 | 0 | 0 | 0 | 0 | 1 | 1 | 1 | 1 | 1 | 1 | x
180 | 103.1346 | 24.705 | 0 | 0 | 0 | 0 | 0 | 0 | 0 | 0 | 0 | 0 | 0 | 0 | 0 | 0 | 0 | 0 | 0 | 0 | 0 | 0 | 0 | 0 | 0 | 0 | 0 | 0 | 0 | 0 | 0 | 0 | 0 | 0 | 0 | 0 | 0 | 0 | 0 | 1 | 1 | 1 | 1 | 1 | 1 | x
200 | 1414.9522 | 30.5 | 0 | 0 | 0 | 0 | 0 | 0 | 0 | 0 | 0 | 0 | 0 | 0 | 0 | 0 | 0 | 0 | 0 | 0 | 0 | 0 | 0 | 0 | 0 | 0 | 0 | 0 | 0 | 0 | 0 | 0 | 0 | 1 | 1 | 1 | 1 | 1 | 1 | 1 | 1 | 1 | 1 | 1 | 1 | x
219 | 0.56119 | 36.5703 | 0 | 0 | 0 | 0 | 0 | 0 | 0 | 0 | 0 | 0 | 0 | 0 | 0 | 0 | 0 | 0 | 0 | 0 | 0 | 0 | 0 | 0 | 0 | 0 | 0 | 0 | 0 | 0 | 0 | 0 | 0 | 1 | 1 | 1 | 1 | 1 | 1 | 1 | 1 | 1 | 1 | 1 | 1 | x
225 | 44.8004 | 38.6016 | 0 | 0 | 0 | 0 | 0 | 0 | 0 | 0 | 0 | 0 | 0 | 0 | 0 | 0 | 0 | 0 | 0 | 0 | 0 | 0 | 0 | 0 | 0 | 0 | 0 | 0 | 0 | 0 | 0 | 0 | 0 | 1 | 1 | 1 | 1 | 1 | 1 | 1 | 1 | 1 | 1 | 1 | 1 | x
250 | 874.3262 | 47.6562 | 0 | 0 | 0 | 0 | 0 | 0 | 0 | 0 | 0 | 0 | 0 | 0 | 0 | 0 | 0 | 0 | 0 | 0 | 0 | 0 | 0 | 0 | 0 | 0 | 0 | 1 | 1 | 1 | 1 | 1 | 1 | 1 | 1 | 1 | 1 | 1 | 1 | 1 | 1 | 1 | 1 | 1 | 1 | x
273 | 0.76867 | 56.8284 | 0 | 0 | 0 | 0 | 0 | 0 | 0 | 0 | 0 | 0 | 0 | 0 | 0 | 0 | 0 | 0 | 0 | 0 | 0 | 0 | 0 | 0 | 0 | 0 | 0 | 1 | 1 | 1 | 1 | 1 | 1 | 1 | 1 | 1 | 1 | 1 | 1 | 1 | 1 | 1 | 1 | 1 | 1 | x
280 | 3.4332 | 59.78 | 0 | 0 | 0 | 0 | 0 | 0 | 0 | 0 | 0 | 0 | 0 | 0 | 0 | 0 | 0 | 0 | 0 | 0 | 0 | 0 | 0 | 0 | 0 | 0 | 0 | 1 | 1 | 1 | 1 | 1 | 1 | 1 | 1 | 1 | 1 | 1 | 1 | 1 | 1 | 1 | 1 | 1 | 1 | x
300 | 791.4461 | 68.625 | 1 | 1 | 1 | 1 | 1 | 1 | 1 | 0 | 0 | 0 | 0 | 0 | 0 | 0 | 0 | 0 | 0 | 0 | 0 | 0 | 0 | 0 | 0 | 0 | 0 | 1 | 1 | 1 | 1 | 1 | 1 | 1 | 1 | 1 | 1 | 1 | 1 | 1 | 1 | 1 | 1 | 1 | 1 | x
315 | 14.8027 | 75.6591 | 1 | 1 | 1 | 1 | 1 | 1 | 1 | 0 | 0 | 0 | 0 | 0 | 0 | 0 | 0 | 0 | 0 | 0 | 0 | 0 | 0 | 0 | 0 | 0 | 0 | 1 | 1 | 1 | 1 | 1 | 1 | 1 | 1 | 1 | 1 | 1 | 1 | 1 | 1 | 1 | 1 | 1 | 1 | x
324 | 0.32953 | 80.0442 | 1 | 1 | 1 | 1 | 1 | 1 | 1 | 0 | 0 | 0 | 0 | 0 | 0 | 0 | 0 | 0 | 0 | 0 | 0 | 0 | 0 | 0 | 0 | 0 | 0 | 1 | 1 | 1 | 1 | 1 | 1 | 1 | 1 | 1 | 1 | 1 | 1 | 1 | 1 | 1 | 1 | 1 | 1 | x
350 | 0.029567 | 93.4062 | 1 | 1 | 1 | 1 | 1 | 1 | 1 | 0 | 0 | 0 | 0 | 0 | 0 | 0 | 0 | 0 | 0 | 0 | 0 | 0 | 0 | 0 | 0 | 0 | 0 | 1 | 1 | 1 | 1 | 1 | 1 | 1 | 1 | 1 | 1 | 1 | 1 | 1 | 1 | 1 | 1 | 1 | 1 | x
355 | 6.2083 | 96.0941 | 1 | 1 | 1 | 1 | 1 | 1 | 1 | 0 | 0 | 0 | 0 | 0 | 0 | 0 | 0 | 0 | 0 | 0 | 0 | 0 | 0 | 0 | 0 | 0 | 0 | 1 | 1 | 1 | 1 | 1 | 1 | 1 | 1 | 1 | 1 | 1 | 1 | 1 | 1 | 1 | 1 | 1 | 1 | x
356 | 0.00099906 | 96.6362 | 1 | 1 | 1 | 1 | 1 | 1 | 1 | 0 | 0 | 0 | 0 | 0 | 0 | 0 | 0 | 0 | 0 | 0 | 0 | 0 | 0 | 0 | 0 | 0 | 0 | 1 | 1 | 1 | 1 | 1 | 1 | 1 | 1 | 1 | 1 | 1 | 1 | 1 | 1 | 1 | 1 | 1 | 1 | x
375 | 622.5929 | 107.2266 | 1 | 1 | 1 | 1 | 1 | 1 | 1 | 1 | 1 | 1 | 1 | 1 | 1 | 0 | 0 | 0 | 0 | 0 | 0 | 0 | 0 | 0 | 0 | 0 | 0 | 1 | 1 | 1 | 1 | 1 | 1 | 1 | 1 | 1 | 1 | 1 | 1 | 1 | 1 | 1 | 1 | 1 | 1 | x
400 | 7.5019 | 122 | 1 | 1 | 1 | 1 | 1 | 1 | 1 | 1 | 1 | 1 | 1 | 1 | 1 | 0 | 0 | 0 | 0 | 0 | 0 | 0 | 0 | 0 | 0 | 0 | 0 | 1 | 1 | 1 | 1 | 1 | 1 | 1 | 1 | 1 | 1 | 1 | 1 | 1 | 1 | 1 | 1 | 1 | 1 | x
406 | 0.19932 | 125.6874 | 1 | 1 | 1 | 1 | 1 | 1 | 1 | 1 | 1 | 1 | 1 | 1 | 1 | 0 | 0 | 0 | 0 | 0 | 0 | 0 | 0 | 0 | 0 | 0 | 0 | 1 | 1 | 1 | 1 | 1 | 1 | 1 | 1 | 1 | 1 | 1 | 1 | 1 | 1 | 1 | 1 | 1 | 1 | x
415 | 2.0151 | 131.3216 | 1 | 1 | 1 | 1 | 1 | 1 | 1 | 1 | 1 | 1 | 1 | 1 | 1 | 0 | 0 | 0 | 0 | 0 | 0 | 0 | 0 | 0 | 0 | 0 | 0 | 1 | 1 | 1 | 1 | 1 | 1 | 1 | 1 | 1 | 1 | 1 | 1 | 1 | 1 | 1 | 1 | 1 | 1 | x
450 | 363.5604 | 154.4062 | 1 | 1 | 1 | 1 | 1 | 1 | 1 | 1 | 1 | 1 | 1 | 1 | 1 | 1 | 1 | 1 | 1 | 1 | 1 | 0 | 0 | 0 | 0 | 0 | 0 | 1 | 1 | 1 | 1 | 1 | 1 | 1 | 1 | 1 | 1 | 1 | 1 | 1 | 1 | 1 | 1 | 1 | 1 | x
500 | 384.5966 | 190.625 | 1 | 1 | 1 | 1 | 1 | 1 | 1 | 1 | 1 | 1 | 1 | 1 | 1 | 1 | 1 | 1 | 1 | 1 | 1 | 1 | 1 | 1 | 1 | 1 | 1 | 1 | 1 | 1 | 1 | 1 | 1 | 1 | 1 | 1 | 1 | 1 | 1 | 1 | 1 | 1 | 1 | 1 | 1 | x
508 | 1.4541 | 196.7738 | 1 | 1 | 1 | 1 | 1 | 1 | 1 | 1 | 1 | 1 | 1 | 1 | 1 | 1 | 1 | 1 | 1 | 1 | 1 | 1 | 1 | 1 | 1 | 1 | 1 | 1 | 1 | 1 | 1 | 1 | 1 | 1 | 1 | 1 | 1 | 1 | 1 | 1 | 1 | 1 | 1 | 1 | 1 | x
550 | 0.22532 | 230.6562 | 1 | 1 | 1 | 1 | 1 | 1 | 1 | 1 | 1 | 1 | 1 | 1 | 1 | 1 | 1 | 1 | 1 | 1 | 1 | 1 | 1 | 1 | 1 | 1 | 1 | 1 | 1 | 1 | 1 | 1 | 1 | 1 | 1 | 1 | 1 | 1 | 1 | 1 | 1 | 1 | 1 | 1 | 1 | x
559 | 0.77505 | 238.2668 | 1 | 1 | 1 | 1 | 1 | 1 | 1 | 1 | 1 | 1 | 1 | 1 | 1 | 1 | 1 | 1 | 1 | 1 | 1 | 1 | 1 | 1 | 1 | 1 | 1 | 1 | 1 | 1 | 1 | 1 | 1 | 1 | 1 | 1 | 1 | 1 | 1 | 1 | 1 | 1 | 1 | 1 | 1 | x
560 | 3.301 | 239.12 | 1 | 1 | 1 | 1 | 1 | 1 | 1 | 1 | 1 | 1 | 1 | 1 | 1 | 1 | 1 | 1 | 1 | 1 | 1 | 1 | 1 | 1 | 1 | 1 | 1 | 1 | 1 | 1 | 1 | 1 | 1 | 1 | 1 | 1 | 1 | 1 | 1 | 1 | 1 | 1 | 1 | 1 | 1 | x
600 | 359.1741 | 274.5 | 1 | 1 | 1 | 1 | 1 | 1 | 1 | 1 | 1 | 1 | 1 | 1 | 1 | 1 | 1 | 1 | 1 | 1 | 1 | 1 | 1 | 1 | 1 | 1 | 1 | 1 | 1 | 1 | 1 | 1 | 1 | 1 | 1 | 1 | 1 | 1 | 1 | 1 | 1 | 1 | 1 | 1 | 1 | x
650 | 1.9155 | 322.1562 | 1 | 1 | 1 | 1 | 1 | 1 | 1 | 1 | 1 | 1 | 1 | 1 | 1 | 1 | 1 | 1 | 1 | 1 | 1 | 1 | 1 | 1 | 1 | 1 | 1 | 1 | 1 | 1 | 1 | 1 | 1 | 1 | 1 | 1 | 1 | 1 | 1 | 1 | 1 | 1 | 1 | 1 | 1 | x
660 | 0.22201 | 332.145 | 1 | 1 | 1 | 1 | 1 | 1 | 1 | 1 | 1 | 1 | 1 | 1 | 1 | 1 | 1 | 1 | 1 | 1 | 1 | 1 | 1 | 1 | 1 | 1 | 1 | 1 | 1 | 1 | 1 | 1 | 1 | 1 | 1 | 1 | 1 | 1 | 1 | 1 | 1 | 1 | 1 | 1 | 1 | x
675 | 0.12371 | 347.4141 | 1 | 1 | 1 | 1 | 1 | 1 | 1 | 1 | 1 | 1 | 1 | 1 | 1 | 1 | 1 | 1 | 1 | 1 | 1 | 1 | 1 | 1 | 1 | 1 | 1 | 1 | 1 | 1 | 1 | 1 | 1 | 1 | 1 | 1 | 1 | 1 | 1 | 1 | 1 | 1 | 1 | 1 | 1 | x
750 | 231.606 | 428.9062 | 1 | 1 | 1 | 1 | 1 | 1 | 1 | 1 | 1 | 1 | 1 | 1 | 1 | 1 | 1 | 1 | 1 | 1 | 1 | 1 | 1 | 1 | 1 | 1 | 1 | 1 | 1 | 1 | 1 | 1 | 1 | 1 | 1 | 1 | 1 | 1 | 1 | 1 | 1 | 1 | 1 | 1 | 1 | x
800 | 0.61916 | 488 | 1 | 1 | 1 | 1 | 1 | 1 | 1 | 1 | 1 | 1 | 1 | 1 | 1 | 1 | 1 | 1 | 1 | 1 | 1 | 1 | 1 | 1 | 1 | 1 | 1 | 1 | 1 | 1 | 1 | 1 | 1 | 1 | 1 | 1 | 1 | 1 | 1 | 1 | 1 | 1 | 1 | 1 | 1 | x
810 | 0.95566 | 500.2762 | 1 | 1 | 1 | 1 | 1 | 1 | 1 | 1 | 1 | 1 | 1 | 1 | 1 | 1 | 1 | 1 | 1 | 1 | 1 | 1 | 1 | 1 | 1 | 1 | 1 | 1 | 1 | 1 | 1 | 1 | 1 | 1 | 1 | 1 | 1 | 1 | 1 | 1 | 1 | 1 | 1 | 1 | 1 | x
813 | 1.7254 | 503.9889 | 1 | 1 | 1 | 1 | 1 | 1 | 1 | 1 | 1 | 1 | 1 | 1 | 1 | 1 | 1 | 1 | 1 | 1 | 1 | 1 | 1 | 1 | 1 | 1 | 1 | 1 | 1 | 1 | 1 | 1 | 1 | 1 | 1 | 1 | 1 | 1 | 1 | 1 | 1 | 1 | 1 | 1 | 1 | x
840 | 8.9355 | 538.02 | 1 | 1 | 1 | 1 | 1 | 1 | 1 | 1 | 1 | 1 | 1 | 1 | 1 | 1 | 1 | 1 | 1 | 1 | 1 | 1 | 1 | 1 | 1 | 1 | 1 | 1 | 1 | 1 | 1 | 1 | 1 | 1 | 1 | 1 | 1 | 1 | 1 | 1 | 1 | 1 | 1 | 1 | 1 | x
850 | 0.022 | 550.9062 | 1 | 1 | 1 | 1 | 1 | 1 | 1 | 1 | 1 | 1 | 1 | 1 | 1 | 1 | 1 | 1 | 1 | 1 | 1 | 1 | 1 | 1 | 1 | 1 | 1 | 1 | 1 | 1 | 1 | 1 | 1 | 1 | 1 | 1 | 1 | 1 | 1 | 1 | 1 | 1 | 1 | 1 | 1 | x
900 | 122.1304 | 617.625 | 1 | 1 | 1 | 1 | 1 | 1 | 1 | 1 | 1 | 1 | 1 | 1 | 1 | 1 | 1 | 1 | 1 | 1 | 1 | 1 | 1 | 1 | 1 | 1 | 1 | 1 | 1 | 1 | 1 | 1 | 1 | 1 | 1 | 1 | 1 | 1 | 1 | 1 | 1 | 1 | 1 | 1 | 1 | x
1000 | 2.7903 | 762.5 | 1 | 1 | 1 | 1 | 1 | 1 | 1 | 1 | 1 | 1 | 1 | 1 | 1 | 1 | 1 | 1 | 1 | 1 | 1 | 1 | 1 | 1 | 1 | 1 | 1 | 1 | 1 | 1 | 1 | 1 | 1 | 1 | 1 | 1 | 1 | 1 | 1 | 1 | 1 | 1 | 1 | 1 | 1 | x
1050 | 44.3631 | 840.6562 | 1 | 1 | 1 | 1 | 1 | 1 | 1 | 1 | 1 | 1 | 1 | 1 | 1 | 1 | 1 | 1 | 1 | 1 | 1 | 1 | 1 | 1 | 1 | 1 | 1 | 1 | 1 | 1 | 1 | 1 | 1 | 1 | 1 | 1 | 1 | 1 | 1 | 1 | 1 | 1 | 1 | 1 | 1 | x
1200 | 155.858 | 1098 | 1 | 1 | 1 | 1 | 1 | 1 | 1 | 1 | 1 | 1 | 1 | 1 | 1 | 1 | 1 | 1 | 1 | 1 | 1 | 1 | 1 | 1 | 1 | 1 | 1 | 1 | 1 | 1 | 1 | 1 | 1 | 1 | 1 | 1 | 1 | 1 | 1 | 1 | 1 | 1 | 1 | 1 | 1 | x
1300 | 0.30727 | 1288.625 | 1 | 1 | 1 | 1 | 1 | 1 | 1 | 1 | 1 | 1 | 1 | 1 | 1 | 1 | 1 | 1 | 1 | 1 | 1 | 1 | 1 | 1 | 1 | 1 | 1 | 1 | 1 | 1 | 1 | 1 | 1 | 1 | 1 | 1 | 1 | 1 | 1 | 1 | 1 | 1 | 1 | 1 | 1 | x
1350 | 12.7947 | 1389.6562 | 1 | 1 | 1 | 1 | 1 | 1 | 1 | 1 | 1 | 1 | 1 | 1 | 1 | 1 | 1 | 1 | 1 | 1 | 1 | 1 | 1 | 1 | 1 | 1 | 1 | 1 | 1 | 1 | 1 | 1 | 1 | 1 | 1 | 1 | 1 | 1 | 1 | 1 | 1 | 1 | 1 | 1 | 1 | x
1500 | 10.686 | 1715.625 | 1 | 1 | 1 | 1 | 1 | 1 | 1 | 1 | 1 | 1 | 1 | 1 | 1 | 1 | 1 | 1 | 1 | 1 | 1 | 1 | 1 | 1 | 1 | 1 | 1 | 1 | 1 | 1 | 1 | 1 | 1 | 1 | 1 | 1 | 1 | 1 | 1 | 1 | 1 | 1 | 1 | 1 | 1 | x
1650 | 0.0061532 | 2075.9062 | 1 | 1 | 1 | 1 | 1 | 1 | 1 | 1 | 1 | 1 | 1 | 1 | 1 | 1 | 1 | 1 | 1 | 1 | 1 | 1 | 1 | 1 | 1 | 1 | 1 | 1 | 1 | 1 | 1 | 1 | 1 | 1 | 1 | 1 | 1 | 1 | 1 | 1 | 1 | 1 | 1 | 1 | 1 | x
1800 | 32.3057 | 2470.5 | 1 | 1 | 1 | 1 | 1 | 1 | 1 | 1 | 1 | 1 | 1 | 1 | 1 | 1 | 1 | 1 | 1 | 1 | 1 | 1 | 1 | 1 | 1 | 1 | 1 | 1 | 1 | 1 | 1 | 1 | 1 | 1 | 1 | 1 | 1 | 1 | 1 | 1 | 1 | 1 | 1 | 1 | 1 | x
2100 | 16.4728 | 3362.625 | 1 | 1 | 1 | 1 | 1 | 1 | 1 | 1 | 1 | 1 | 1 | 1 | 1 | 1 | 1 | 1 | 1 | 1 | 1 | 1 | 1 | 1 | 1 | 1 | 1 | 1 | 1 | 1 | 1 | 1 | 1 | 1 | 1 | 1 | 1 | 1 | 1 | 1 | 1 | 1 | 1 | 1 | 1 | x
2400 | 8.5581 | 4392 | 1 | 1 | 1 | 1 | 1 | 1 | 1 | 1 | 1 | 1 | 1 | 1 | 1 | 1 | 1 | 1 | 1 | 1 | 1 | 1 | 1 | 1 | 1 | 1 | 1 | 1 | 1 | 1 | 1 | 1 | 1 | 1 | 1 | 1 | 1 | 1 | 1 | 1 | 1 | 1 | 1 | 1 | 1 | x
2475 | 16.0374 | 4670.7891 | 1 | 1 | 1 | 1 | 1 | 1 | 1 | 1 | 1 | 1 | 1 | 1 | 1 | 1 | 1 | 1 | 1 | 1 | 1 | 1 | 1 | 1 | 1 | 1 | 1 | 1 | 1 | 1 | 1 | 1 | 1 | 1 | 1 | 1 | 1 | 1 | 1 | 1 | 1 | 1 | 1 | 1 | 1 | x
3000 | 18.329 | 6862.5 | 1 | 1 | 1 | 1 | 1 | 1 | 1 | 1 | 1 | 1 | 1 | 1 | 1 | 1 | 1 | 1 | 1 | 1 | 1 | 1 | 1 | 1 | 1 | 1 | 1 | 1 | 1 | 1 | 1 | 1 | 1 | 1 | 1 | 1 | 1 | 1 | 1 | 1 | 1 | 1 | 1 | 1 | 1 | x
3600 | 0.66097 | 9882 | 1 | 1 | 1 | 1 | 1 | 1 | 1 | 1 | 1 | 1 | 1 | 1 | 1 | 1 | 1 | 1 | 1 | 1 | 1 | 1 | 1 | 1 | 1 | 1 | 1 | 1 | 1 | 1 | 1 | 1 | 1 | 1 | 1 | 1 | 1 | 1 | 1 | 1 | 1 | 1 | 1 | 1 | 1 | x
|  |  | x | x | x | x | x | x | x | [18 empty] | x | x | x | x | x | x | x | x | x | x | x | x | x | x | x | x | x | x | x

## RTF
Inconvenience value of service interruptions ($/property/yr)
status quo
|  | Smallest avoid fail diameter | 300 | 300 | 300 | 300 | 300 | 300 | 300 | 375 | 375 | 375 | 375 | 375 | 375 | 450 | 450 | 450 | 450 | 450 | 450 | 500 | 500 | 500 | 500 | 500 | 500 | 250 | 250 | 250 | 250 | 250 | 250 | 200 | 200 | 200 | 200 | 200 | 200 | 150 | 150 | 150 | 150 | 150 | 150
|  | # crew staff notionally allocated to water | 97.9996 | 107.7996 | 117.5995 | 127.3995 | 88.1996 | 78.3997 | 68.5997 | 107.7996 | 117.5995 | 127.3995 | 88.1996 | 78.3997 | 97.9996 | 107.7996 | 117.5995 | 127.3995 | 88.1996 | 78.3997 | 97.9996 | 107.7996 | 117.5995 | 127.3995 | 88.1996 | 78.3997 | 97.9996 | 107.7996 | 117.5995 | 127.3995 | 88.1996 | 78.3997 | 97.9996 | 107.7996 | 117.5995 | 127.3995 | 88.1996 | 78.3997 | 97.9996 | 107.7996 | 117.5995 | 127.3995 | 88.1996 | 78.3997 | 97.9996
pipe diameter | km | # properties affected
0 | 0.04661 | 0 | 1 | 1 | 1 | 1 | 1 | 1 | 1 | 1 | 1 | 1 | 1 | 1 | 1 | 1 | 1 | 1 | 1 | 1 | 1 | 1 | 1 | 1 | 1 | 1 | 1 | 1 | 1 | 1 | 1 | 1 | 1 | 1 | 1 | 1 | 1 | 1 | 1 | 1 | 1 | 1 | 1 | 1 | 1 | x
20 | 2.7082 | 0.305 | 1 | 1 | 1 | 1 | 1 | 1 | 1 | 1 | 1 | 1 | 1 | 1 | 1 | 1 | 1 | 1 | 1 | 1 | 1 | 1 | 1 | 1 | 1 | 1 | 1 | 1 | 1 | 1 | 1 | 1 | 1 | 1 | 1 | 1 | 1 | 1 | 1 | 1 | 1 | 1 | 1 | 1 | 1 | x
25 | 6.3867 | 0.47656 | 1 | 1 | 1 | 1 | 1 | 1 | 1 | 1 | 1 | 1 | 1 | 1 | 1 | 1 | 1 | 1 | 1 | 1 | 1 | 1 | 1 | 1 | 1 | 1 | 1 | 1 | 1 | 1 | 1 | 1 | 1 | 1 | 1 | 1 | 1 | 1 | 1 | 1 | 1 | 1 | 1 | 1 | 1 | x
32 | 2.651 | 0.7808 | 1 | 1 | 1 | 1 | 1 | 1 | 1 | 1 | 1 | 1 | 1 | 1 | 1 | 1 | 1 | 1 | 1 | 1 | 1 | 1 | 1 | 1 | 1 | 1 | 1 | 1 | 1 | 1 | 1 | 1 | 1 | 1 | 1 | 1 | 1 | 1 | 1 | 1 | 1 | 1 | 1 | 1 | 1 | x
40 | 7.0528 | 1.22 | 1 | 1 | 1 | 1 | 1 | 1 | 1 | 1 | 1 | 1 | 1 | 1 | 1 | 1 | 1 | 1 | 1 | 1 | 1 | 1 | 1 | 1 | 1 | 1 | 1 | 1 | 1 | 1 | 1 | 1 | 1 | 1 | 1 | 1 | 1 | 1 | 1 | 1 | 1 | 1 | 1 | 1 | 1 | x
50 | 4.8471 | 1.9062 | 1 | 1 | 1 | 1 | 1 | 1 | 1 | 1 | 1 | 1 | 1 | 1 | 1 | 1 | 1 | 1 | 1 | 1 | 1 | 1 | 1 | 1 | 1 | 1 | 1 | 1 | 1 | 1 | 1 | 1 | 1 | 1 | 1 | 1 | 1 | 1 | 1 | 1 | 1 | 1 | 1 | 1 | 1 | x
63 | 9.3051 | 3.0264 | 1 | 1 | 1 | 1 | 1 | 1 | 1 | 1 | 1 | 1 | 1 | 1 | 1 | 1 | 1 | 1 | 1 | 1 | 1 | 1 | 1 | 1 | 1 | 1 | 1 | 1 | 1 | 1 | 1 | 1 | 1 | 1 | 1 | 1 | 1 | 1 | 1 | 1 | 1 | 1 | 1 | 1 | 1 | x
65 | 0.13253 | 3.2216 | 1 | 1 | 1 | 1 | 1 | 1 | 1 | 1 | 1 | 1 | 1 | 1 | 1 | 1 | 1 | 1 | 1 | 1 | 1 | 1 | 1 | 1 | 1 | 1 | 1 | 1 | 1 | 1 | 1 | 1 | 1 | 1 | 1 | 1 | 1 | 1 | 1 | 1 | 1 | 1 | 1 | 1 | 1 | x
75 | 0.62656 | 4.2891 | 1 | 1 | 1 | 1 | 1 | 1 | 1 | 1 | 1 | 1 | 1 | 1 | 1 | 1 | 1 | 1 | 1 | 1 | 1 | 1 | 1 | 1 | 1 | 1 | 1 | 1 | 1 | 1 | 1 | 1 | 1 | 1 | 1 | 1 | 1 | 1 | 1 | 1 | 1 | 1 | 1 | 1 | 1 | x
80 | 2.6897 | 4.88 | 1 | 1 | 1 | 1 | 1 | 1 | 1 | 1 | 1 | 1 | 1 | 1 | 1 | 1 | 1 | 1 | 1 | 1 | 1 | 1 | 1 | 1 | 1 | 1 | 1 | 1 | 1 | 1 | 1 | 1 | 1 | 1 | 1 | 1 | 1 | 1 | 1 | 1 | 1 | 1 | 1 | 1 | 1 | x
90 | 18.1406 | 6.1762 | 1 | 1 | 1 | 1 | 1 | 1 | 1 | 1 | 1 | 1 | 1 | 1 | 1 | 1 | 1 | 1 | 1 | 1 | 1 | 1 | 1 | 1 | 1 | 1 | 1 | 1 | 1 | 1 | 1 | 1 | 1 | 1 | 1 | 1 | 1 | 1 | 1 | 1 | 1 | 1 | 1 | 1 | 1 | x
100 | 12115.3887 | 7.625 | 1 | 1 | 1 | 1 | 1 | 1 | 1 | 1 | 1 | 1 | 1 | 1 | 1 | 1 | 1 | 1 | 1 | 1 | 1 | 1 | 1 | 1 | 1 | 1 | 1 | 1 | 1 | 1 | 1 | 1 | 1 | 1 | 1 | 1 | 1 | 1 | 1 | 1 | 1 | 1 | 1 | 1 | 1 | x
110 | 0.86656 | 9.2263 | 1 | 1 | 1 | 1 | 1 | 1 | 1 | 1 | 1 | 1 | 1 | 1 | 1 | 1 | 1 | 1 | 1 | 1 | 1 | 1 | 1 | 1 | 1 | 1 | 1 | 1 | 1 | 1 | 1 | 1 | 1 | 1 | 1 | 1 | 1 | 1 | 1 | 1 | 1 | 1 | 1 | 1 | 1 | x
121 | 0.0066148 | 11.1638 | 1 | 1 | 1 | 1 | 1 | 1 | 1 | 1 | 1 | 1 | 1 | 1 | 1 | 1 | 1 | 1 | 1 | 1 | 1 | 1 | 1 | 1 | 1 | 1 | 1 | 1 | 1 | 1 | 1 | 1 | 1 | 1 | 1 | 1 | 1 | 1 | 1 | 1 | 1 | 1 | 1 | 1 | 1 | x
125 | 422.4961 | 11.9141 | 1 | 1 | 1 | 1 | 1 | 1 | 1 | 1 | 1 | 1 | 1 | 1 | 1 | 1 | 1 | 1 | 1 | 1 | 1 | 1 | 1 | 1 | 1 | 1 | 1 | 1 | 1 | 1 | 1 | 1 | 1 | 1 | 1 | 1 | 1 | 1 | 1 | 1 | 1 | 1 | 1 | 1 | 1 | x
140 | 4.1733 | 14.945 | 1 | 1 | 1 | 1 | 1 | 1 | 1 | 1 | 1 | 1 | 1 | 1 | 1 | 1 | 1 | 1 | 1 | 1 | 1 | 1 | 1 | 1 | 1 | 1 | 1 | 1 | 1 | 1 | 1 | 1 | 1 | 1 | 1 | 1 | 1 | 1 | 1 | 1 | 1 | 1 | 1 | 1 | 1 | x
150 | 3773.6224 | 17.1562 | 1 | 1 | 1 | 1 | 1 | 1 | 1 | 1 | 1 | 1 | 1 | 1 | 1 | 1 | 1 | 1 | 1 | 1 | 1 | 1 | 1 | 1 | 1 | 1 | 1 | 1 | 1 | 1 | 1 | 1 | 1 | 1 | 1 | 1 | 1 | 1 | 1 | 0 | 0 | 0 | 0 | 0 | 0 | x
160 | 0.11729 | 19.52 | 1 | 1 | 1 | 1 | 1 | 1 | 1 | 1 | 1 | 1 | 1 | 1 | 1 | 1 | 1 | 1 | 1 | 1 | 1 | 1 | 1 | 1 | 1 | 1 | 1 | 1 | 1 | 1 | 1 | 1 | 1 | 1 | 1 | 1 | 1 | 1 | 1 | 0 | 0 | 0 | 0 | 0 | 0 | x
168 | 1.2468 | 21.5208 | 1 | 1 | 1 | 1 | 1 | 1 | 1 | 1 | 1 | 1 | 1 | 1 | 1 | 1 | 1 | 1 | 1 | 1 | 1 | 1 | 1 | 1 | 1 | 1 | 1 | 1 | 1 | 1 | 1 | 1 | 1 | 1 | 1 | 1 | 1 | 1 | 1 | 0 | 0 | 0 | 0 | 0 | 0 | x
180 | 103.1346 | 24.705 | 1 | 1 | 1 | 1 | 1 | 1 | 1 | 1 | 1 | 1 | 1 | 1 | 1 | 1 | 1 | 1 | 1 | 1 | 1 | 1 | 1 | 1 | 1 | 1 | 1 | 1 | 1 | 1 | 1 | 1 | 1 | 1 | 1 | 1 | 1 | 1 | 1 | 0 | 0 | 0 | 0 | 0 | 0 | x
200 | 1414.9522 | 30.5 | 1 | 1 | 1 | 1 | 1 | 1 | 1 | 1 | 1 | 1 | 1 | 1 | 1 | 1 | 1 | 1 | 1 | 1 | 1 | 1 | 1 | 1 | 1 | 1 | 1 | 1 | 1 | 1 | 1 | 1 | 1 | 0 | 0 | 0 | 0 | 0 | 0 | 0 | 0 | 0 | 0 | 0 | 0 | x
219 | 0.56119 | 36.5703 | 1 | 1 | 1 | 1 | 1 | 1 | 1 | 1 | 1 | 1 | 1 | 1 | 1 | 1 | 1 | 1 | 1 | 1 | 1 | 1 | 1 | 1 | 1 | 1 | 1 | 1 | 1 | 1 | 1 | 1 | 1 | 0 | 0 | 0 | 0 | 0 | 0 | 0 | 0 | 0 | 0 | 0 | 0 | x
225 | 44.8004 | 38.6016 | 1 | 1 | 1 | 1 | 1 | 1 | 1 | 1 | 1 | 1 | 1 | 1 | 1 | 1 | 1 | 1 | 1 | 1 | 1 | 1 | 1 | 1 | 1 | 1 | 1 | 1 | 1 | 1 | 1 | 1 | 1 | 0 | 0 | 0 | 0 | 0 | 0 | 0 | 0 | 0 | 0 | 0 | 0 | x
250 | 874.3262 | 47.6562 | 1 | 1 | 1 | 1 | 1 | 1 | 1 | 1 | 1 | 1 | 1 | 1 | 1 | 1 | 1 | 1 | 1 | 1 | 1 | 1 | 1 | 1 | 1 | 1 | 1 | 0 | 0 | 0 | 0 | 0 | 0 | 0 | 0 | 0 | 0 | 0 | 0 | 0 | 0 | 0 | 0 | 0 | 0 | x
273 | 0.76867 | 56.8284 | 1 | 1 | 1 | 1 | 1 | 1 | 1 | 1 | 1 | 1 | 1 | 1 | 1 | 1 | 1 | 1 | 1 | 1 | 1 | 1 | 1 | 1 | 1 | 1 | 1 | 0 | 0 | 0 | 0 | 0 | 0 | 0 | 0 | 0 | 0 | 0 | 0 | 0 | 0 | 0 | 0 | 0 | 0 | x
280 | 3.4332 | 59.78 | 1 | 1 | 1 | 1 | 1 | 1 | 1 | 1 | 1 | 1 | 1 | 1 | 1 | 1 | 1 | 1 | 1 | 1 | 1 | 1 | 1 | 1 | 1 | 1 | 1 | 0 | 0 | 0 | 0 | 0 | 0 | 0 | 0 | 0 | 0 | 0 | 0 | 0 | 0 | 0 | 0 | 0 | 0 | x
300 | 791.4461 | 68.625 | 0 | 0 | 0 | 0 | 0 | 0 | 0 | 1 | 1 | 1 | 1 | 1 | 1 | 1 | 1 | 1 | 1 | 1 | 1 | 1 | 1 | 1 | 1 | 1 | 1 | 0 | 0 | 0 | 0 | 0 | 0 | 0 | 0 | 0 | 0 | 0 | 0 | 0 | 0 | 0 | 0 | 0 | 0 | x
315 | 14.8027 | 75.6591 | 0 | 0 | 0 | 0 | 0 | 0 | 0 | 1 | 1 | 1 | 1 | 1 | 1 | 1 | 1 | 1 | 1 | 1 | 1 | 1 | 1 | 1 | 1 | 1 | 1 | 0 | 0 | 0 | 0 | 0 | 0 | 0 | 0 | 0 | 0 | 0 | 0 | 0 | 0 | 0 | 0 | 0 | 0 | x
324 | 0.32953 | 80.0442 | 0 | 0 | 0 | 0 | 0 | 0 | 0 | 1 | 1 | 1 | 1 | 1 | 1 | 1 | 1 | 1 | 1 | 1 | 1 | 1 | 1 | 1 | 1 | 1 | 1 | 0 | 0 | 0 | 0 | 0 | 0 | 0 | 0 | 0 | 0 | 0 | 0 | 0 | 0 | 0 | 0 | 0 | 0 | x
350 | 0.029567 | 93.4062 | 0 | 0 | 0 | 0 | 0 | 0 | 0 | 1 | 1 | 1 | 1 | 1 | 1 | 1 | 1 | 1 | 1 | 1 | 1 | 1 | 1 | 1 | 1 | 1 | 1 | 0 | 0 | 0 | 0 | 0 | 0 | 0 | 0 | 0 | 0 | 0 | 0 | 0 | 0 | 0 | 0 | 0 | 0 | x
355 | 6.2083 | 96.0941 | 0 | 0 | 0 | 0 | 0 | 0 | 0 | 1 | 1 | 1 | 1 | 1 | 1 | 1 | 1 | 1 | 1 | 1 | 1 | 1 | 1 | 1 | 1 | 1 | 1 | 0 | 0 | 0 | 0 | 0 | 0 | 0 | 0 | 0 | 0 | 0 | 0 | 0 | 0 | 0 | 0 | 0 | 0 | x
356 | 0.00099906 | 96.6362 | 0 | 0 | 0 | 0 | 0 | 0 | 0 | 1 | 1 | 1 | 1 | 1 | 1 | 1 | 1 | 1 | 1 | 1 | 1 | 1 | 1 | 1 | 1 | 1 | 1 | 0 | 0 | 0 | 0 | 0 | 0 | 0 | 0 | 0 | 0 | 0 | 0 | 0 | 0 | 0 | 0 | 0 | 0 | x
375 | 622.5929 | 107.2266 | 0 | 0 | 0 | 0 | 0 | 0 | 0 | 0 | 0 | 0 | 0 | 0 | 0 | 1 | 1 | 1 | 1 | 1 | 1 | 1 | 1 | 1 | 1 | 1 | 1 | 0 | 0 | 0 | 0 | 0 | 0 | 0 | 0 | 0 | 0 | 0 | 0 | 0 | 0 | 0 | 0 | 0 | 0 | x
400 | 7.5019 | 122 | 0 | 0 | 0 | 0 | 0 | 0 | 0 | 0 | 0 | 0 | 0 | 0 | 0 | 1 | 1 | 1 | 1 | 1 | 1 | 1 | 1 | 1 | 1 | 1 | 1 | 0 | 0 | 0 | 0 | 0 | 0 | 0 | 0 | 0 | 0 | 0 | 0 | 0 | 0 | 0 | 0 | 0 | 0 | x
406 | 0.19932 | 125.6874 | 0 | 0 | 0 | 0 | 0 | 0 | 0 | 0 | 0 | 0 | 0 | 0 | 0 | 1 | 1 | 1 | 1 | 1 | 1 | 1 | 1 | 1 | 1 | 1 | 1 | 0 | 0 | 0 | 0 | 0 | 0 | 0 | 0 | 0 | 0 | 0 | 0 | 0 | 0 | 0 | 0 | 0 | 0 | x
415 | 2.0151 | 131.3216 | 0 | 0 | 0 | 0 | 0 | 0 | 0 | 0 | 0 | 0 | 0 | 0 | 0 | 1 | 1 | 1 | 1 | 1 | 1 | 1 | 1 | 1 | 1 | 1 | 1 | 0 | 0 | 0 | 0 | 0 | 0 | 0 | 0 | 0 | 0 | 0 | 0 | 0 | 0 | 0 | 0 | 0 | 0 | x
450 | 363.5604 | 154.4062 | 0 | 0 | 0 | 0 | 0 | 0 | 0 | 0 | 0 | 0 | 0 | 0 | 0 | 0 | 0 | 0 | 0 | 0 | 0 | 1 | 1 | 1 | 1 | 1 | 1 | 0 | 0 | 0 | 0 | 0 | 0 | 0 | 0 | 0 | 0 | 0 | 0 | 0 | 0 | 0 | 0 | 0 | 0 | x
500 | 384.5966 | 190.625 | 0 | 0 | 0 | 0 | 0 | 0 | 0 | 0 | 0 | 0 | 0 | 0 | 0 | 0 | 0 | 0 | 0 | 0 | 0 | 0 | 0 | 0 | 0 | 0 | 0 | 0 | 0 | 0 | 0 | 0 | 0 | 0 | 0 | 0 | 0 | 0 | 0 | 0 | 0 | 0 | 0 | 0 | 0 | x
508 | 1.4541 | 196.7738 | 0 | 0 | 0 | 0 | 0 | 0 | 0 | 0 | 0 | 0 | 0 | 0 | 0 | 0 | 0 | 0 | 0 | 0 | 0 | 0 | 0 | 0 | 0 | 0 | 0 | 0 | 0 | 0 | 0 | 0 | 0 | 0 | 0 | 0 | 0 | 0 | 0 | 0 | 0 | 0 | 0 | 0 | 0 | x
550 | 0.22532 | 230.6562 | 0 | 0 | 0 | 0 | 0 | 0 | 0 | 0 | 0 | 0 | 0 | 0 | 0 | 0 | 0 | 0 | 0 | 0 | 0 | 0 | 0 | 0 | 0 | 0 | 0 | 0 | 0 | 0 | 0 | 0 | 0 | 0 | 0 | 0 | 0 | 0 | 0 | 0 | 0 | 0 | 0 | 0 | 0 | x
559 | 0.77505 | 238.2668 | 0 | 0 | 0 | 0 | 0 | 0 | 0 | 0 | 0 | 0 | 0 | 0 | 0 | 0 | 0 | 0 | 0 | 0 | 0 | 0 | 0 | 0 | 0 | 0 | 0 | 0 | 0 | 0 | 0 | 0 | 0 | 0 | 0 | 0 | 0 | 0 | 0 | 0 | 0 | 0 | 0 | 0 | 0 | x
560 | 3.301 | 239.12 | 0 | 0 | 0 | 0 | 0 | 0 | 0 | 0 | 0 | 0 | 0 | 0 | 0 | 0 | 0 | 0 | 0 | 0 | 0 | 0 | 0 | 0 | 0 | 0 | 0 | 0 | 0 | 0 | 0 | 0 | 0 | 0 | 0 | 0 | 0 | 0 | 0 | 0 | 0 | 0 | 0 | 0 | 0 | x
600 | 359.1741 | 274.5 | 0 | 0 | 0 | 0 | 0 | 0 | 0 | 0 | 0 | 0 | 0 | 0 | 0 | 0 | 0 | 0 | 0 | 0 | 0 | 0 | 0 | 0 | 0 | 0 | 0 | 0 | 0 | 0 | 0 | 0 | 0 | 0 | 0 | 0 | 0 | 0 | 0 | 0 | 0 | 0 | 0 | 0 | 0 | x
650 | 1.9155 | 322.1562 | 0 | 0 | 0 | 0 | 0 | 0 | 0 | 0 | 0 | 0 | 0 | 0 | 0 | 0 | 0 | 0 | 0 | 0 | 0 | 0 | 0 | 0 | 0 | 0 | 0 | 0 | 0 | 0 | 0 | 0 | 0 | 0 | 0 | 0 | 0 | 0 | 0 | 0 | 0 | 0 | 0 | 0 | 0 | x
660 | 0.22201 | 332.145 | 0 | 0 | 0 | 0 | 0 | 0 | 0 | 0 | 0 | 0 | 0 | 0 | 0 | 0 | 0 | 0 | 0 | 0 | 0 | 0 | 0 | 0 | 0 | 0 | 0 | 0 | 0 | 0 | 0 | 0 | 0 | 0 | 0 | 0 | 0 | 0 | 0 | 0 | 0 | 0 | 0 | 0 | 0 | x
675 | 0.12371 | 347.4141 | 0 | 0 | 0 | 0 | 0 | 0 | 0 | 0 | 0 | 0 | 0 | 0 | 0 | 0 | 0 | 0 | 0 | 0 | 0 | 0 | 0 | 0 | 0 | 0 | 0 | 0 | 0 | 0 | 0 | 0 | 0 | 0 | 0 | 0 | 0 | 0 | 0 | 0 | 0 | 0 | 0 | 0 | 0 | x
750 | 231.606 | 428.9062 | 0 | 0 | 0 | 0 | 0 | 0 | 0 | 0 | 0 | 0 | 0 | 0 | 0 | 0 | 0 | 0 | 0 | 0 | 0 | 0 | 0 | 0 | 0 | 0 | 0 | 0 | 0 | 0 | 0 | 0 | 0 | 0 | 0 | 0 | 0 | 0 | 0 | 0 | 0 | 0 | 0 | 0 | 0 | x
800 | 0.61916 | 488 | 0 | 0 | 0 | 0 | 0 | 0 | 0 | 0 | 0 | 0 | 0 | 0 | 0 | 0 | 0 | 0 | 0 | 0 | 0 | 0 | 0 | 0 | 0 | 0 | 0 | 0 | 0 | 0 | 0 | 0 | 0 | 0 | 0 | 0 | 0 | 0 | 0 | 0 | 0 | 0 | 0 | 0 | 0 | x
810 | 0.95566 | 500.2762 | 0 | 0 | 0 | 0 | 0 | 0 | 0 | 0 | 0 | 0 | 0 | 0 | 0 | 0 | 0 | 0 | 0 | 0 | 0 | 0 | 0 | 0 | 0 | 0 | 0 | 0 | 0 | 0 | 0 | 0 | 0 | 0 | 0 | 0 | 0 | 0 | 0 | 0 | 0 | 0 | 0 | 0 | 0 | x
813 | 1.7254 | 503.9889 | 0 | 0 | 0 | 0 | 0 | 0 | 0 | 0 | 0 | 0 | 0 | 0 | 0 | 0 | 0 | 0 | 0 | 0 | 0 | 0 | 0 | 0 | 0 | 0 | 0 | 0 | 0 | 0 | 0 | 0 | 0 | 0 | 0 | 0 | 0 | 0 | 0 | 0 | 0 | 0 | 0 | 0 | 0 | x
840 | 8.9355 | 538.02 | 0 | 0 | 0 | 0 | 0 | 0 | 0 | 0 | 0 | 0 | 0 | 0 | 0 | 0 | 0 | 0 | 0 | 0 | 0 | 0 | 0 | 0 | 0 | 0 | 0 | 0 | 0 | 0 | 0 | 0 | 0 | 0 | 0 | 0 | 0 | 0 | 0 | 0 | 0 | 0 | 0 | 0 | 0 | x
850 | 0.022 | 550.9062 | 0 | 0 | 0 | 0 | 0 | 0 | 0 | 0 | 0 | 0 | 0 | 0 | 0 | 0 | 0 | 0 | 0 | 0 | 0 | 0 | 0 | 0 | 0 | 0 | 0 | 0 | 0 | 0 | 0 | 0 | 0 | 0 | 0 | 0 | 0 | 0 | 0 | 0 | 0 | 0 | 0 | 0 | 0 | x
900 | 122.1304 | 617.625 | 0 | 0 | 0 | 0 | 0 | 0 | 0 | 0 | 0 | 0 | 0 | 0 | 0 | 0 | 0 | 0 | 0 | 0 | 0 | 0 | 0 | 0 | 0 | 0 | 0 | 0 | 0 | 0 | 0 | 0 | 0 | 0 | 0 | 0 | 0 | 0 | 0 | 0 | 0 | 0 | 0 | 0 | 0 | x
1000 | 2.7903 | 762.5 | 0 | 0 | 0 | 0 | 0 | 0 | 0 | 0 | 0 | 0 | 0 | 0 | 0 | 0 | 0 | 0 | 0 | 0 | 0 | 0 | 0 | 0 | 0 | 0 | 0 | 0 | 0 | 0 | 0 | 0 | 0 | 0 | 0 | 0 | 0 | 0 | 0 | 0 | 0 | 0 | 0 | 0 | 0 | x
1050 | 44.3631 | 840.6562 | 0 | 0 | 0 | 0 | 0 | 0 | 0 | 0 | 0 | 0 | 0 | 0 | 0 | 0 | 0 | 0 | 0 | 0 | 0 | 0 | 0 | 0 | 0 | 0 | 0 | 0 | 0 | 0 | 0 | 0 | 0 | 0 | 0 | 0 | 0 | 0 | 0 | 0 | 0 | 0 | 0 | 0 | 0 | x
1200 | 155.858 | 1098 | 0 | 0 | 0 | 0 | 0 | 0 | 0 | 0 | 0 | 0 | 0 | 0 | 0 | 0 | 0 | 0 | 0 | 0 | 0 | 0 | 0 | 0 | 0 | 0 | 0 | 0 | 0 | 0 | 0 | 0 | 0 | 0 | 0 | 0 | 0 | 0 | 0 | 0 | 0 | 0 | 0 | 0 | 0 | x
1300 | 0.30727 | 1288.625 | 0 | 0 | 0 | 0 | 0 | 0 | 0 | 0 | 0 | 0 | 0 | 0 | 0 | 0 | 0 | 0 | 0 | 0 | 0 | 0 | 0 | 0 | 0 | 0 | 0 | 0 | 0 | 0 | 0 | 0 | 0 | 0 | 0 | 0 | 0 | 0 | 0 | 0 | 0 | 0 | 0 | 0 | 0 | x
1350 | 12.7947 | 1389.6562 | 0 | 0 | 0 | 0 | 0 | 0 | 0 | 0 | 0 | 0 | 0 | 0 | 0 | 0 | 0 | 0 | 0 | 0 | 0 | 0 | 0 | 0 | 0 | 0 | 0 | 0 | 0 | 0 | 0 | 0 | 0 | 0 | 0 | 0 | 0 | 0 | 0 | 0 | 0 | 0 | 0 | 0 | 0 | x
1500 | 10.686 | 1715.625 | 0 | 0 | 0 | 0 | 0 | 0 | 0 | 0 | 0 | 0 | 0 | 0 | 0 | 0 | 0 | 0 | 0 | 0 | 0 | 0 | 0 | 0 | 0 | 0 | 0 | 0 | 0 | 0 | 0 | 0 | 0 | 0 | 0 | 0 | 0 | 0 | 0 | 0 | 0 | 0 | 0 | 0 | 0 | x
1650 | 0.0061532 | 2075.9062 | 0 | 0 | 0 | 0 | 0 | 0 | 0 | 0 | 0 | 0 | 0 | 0 | 0 | 0 | 0 | 0 | 0 | 0 | 0 | 0 | 0 | 0 | 0 | 0 | 0 | 0 | 0 | 0 | 0 | 0 | 0 | 0 | 0 | 0 | 0 | 0 | 0 | 0 | 0 | 0 | 0 | 0 | 0 | x
1800 | 32.3057 | 2470.5 | 0 | 0 | 0 | 0 | 0 | 0 | 0 | 0 | 0 | 0 | 0 | 0 | 0 | 0 | 0 | 0 | 0 | 0 | 0 | 0 | 0 | 0 | 0 | 0 | 0 | 0 | 0 | 0 | 0 | 0 | 0 | 0 | 0 | 0 | 0 | 0 | 0 | 0 | 0 | 0 | 0 | 0 | 0 | x
2100 | 16.4728 | 3362.625 | 0 | 0 | 0 | 0 | 0 | 0 | 0 | 0 | 0 | 0 | 0 | 0 | 0 | 0 | 0 | 0 | 0 | 0 | 0 | 0 | 0 | 0 | 0 | 0 | 0 | 0 | 0 | 0 | 0 | 0 | 0 | 0 | 0 | 0 | 0 | 0 | 0 | 0 | 0 | 0 | 0 | 0 | 0 | x
2400 | 8.5581 | 4392 | 0 | 0 | 0 | 0 | 0 | 0 | 0 | 0 | 0 | 0 | 0 | 0 | 0 | 0 | 0 | 0 | 0 | 0 | 0 | 0 | 0 | 0 | 0 | 0 | 0 | 0 | 0 | 0 | 0 | 0 | 0 | 0 | 0 | 0 | 0 | 0 | 0 | 0 | 0 | 0 | 0 | 0 | 0 | x
2475 | 16.0374 | 4670.7891 | 0 | 0 | 0 | 0 | 0 | 0 | 0 | 0 | 0 | 0 | 0 | 0 | 0 | 0 | 0 | 0 | 0 | 0 | 0 | 0 | 0 | 0 | 0 | 0 | 0 | 0 | 0 | 0 | 0 | 0 | 0 | 0 | 0 | 0 | 0 | 0 | 0 | 0 | 0 | 0 | 0 | 0 | 0 | x
3000 | 18.329 | 6862.5 | 0 | 0 | 0 | 0 | 0 | 0 | 0 | 0 | 0 | 0 | 0 | 0 | 0 | 0 | 0 | 0 | 0 | 0 | 0 | 0 | 0 | 0 | 0 | 0 | 0 | 0 | 0 | 0 | 0 | 0 | 0 | 0 | 0 | 0 | 0 | 0 | 0 | 0 | 0 | 0 | 0 | 0 | 0 | x
3600 | 0.66097 | 9882 | 0 | 0 | 0 | 0 | 0 | 0 | 0 | 0 | 0 | 0 | 0 | 0 | 0 | 0 | 0 | 0 | 0 | 0 | 0 | 0 | 0 | 0 | 0 | 0 | 0 | 0 | 0 | 0 | 0 | 0 | 0 | 0 | 0 | 0 | 0 | 0 | 0 | 0 | 0 | 0 | 0 | 0 | 0 | x
|  |  | x | x | x | x | x | x | x | [18 empty] | x | x | x | x | x | x | x | x | x | x | x | x | x | x | x | x | x | x | x